## Zoeller Pump Company
ZOELLER PUMP COMPANY
January 2021 List Prices
SEARCH | Description |  |  | UM | List Price | IMAP MIN | UPC Code | Weight | UM | Height | Width | Length | Warranty | Field Destroy
53-0001 | M53 115V/1Ph/UL/cCSAus |  |  | EA | 234 | 175.5 | 53514023607 | 23 | LB | 10.25 | 7.75 | 10.25 | 36 Months | YES
5008-00
| FOR REPRESENTATIVE USE ONLY! | [5 empty] | Net Price Calculator: | [5 empty] | 0.6375 | 149.175
Item Number | Description |  |  | UM | List Price | IMAP MIN | UPC Code | Weight | UM | Height | Width | Length | Warranty | Field Destroy
10-0001 | Kit,Long Cycle | Kit,Long Cycle |  | EA | 99 |  | 53514011734 | 2 | LB | 7.25 | 5 | 5.5 | 18 Months | NO
10-0015 | A-Pak 115V/1Ph/Bell & Transformer/Indoor | A-Pak 115V/1Ph/Bell & Transformer/Indoor | https://www.zoellerpumps.com/en-us/products/alarms/standard/a-pak | EA | 260 |  | 53514011789 | 3 | LB | 7.5 | 4.5 | 7.5 | 24 Months | NO
10-0016 | A-Pak 230V/1Ph/Bell & Transformer/Indoor | A-Pak 230V/1Ph/Bell & Transformer/Indoor | https://www.zoellerpumps.com/en-us/products/alarms/standard/a-pak | EA | 301 |  | 53514011796 | 3 | LB | 7.5 | 4.5 | 7.5 | 24 Months | NO
10-0028 | A-Pak 115V/1Ph/15'Mfs/Bell&Transformer/Indoor | A-Pak 115V/1Ph/15'Mfs/Bell&Transformer/Indoor | https://www.zoellerpumps.com/en-us/products/alarms/standard/a-pak | EA | 142 |  | 53514011857 | 3 | LB | 7.5 | 4.5 | 7.5 | 24 Months | NO
10-0032 | Switch,Mech Flt/SPB/115V/15'Cd/15Amp/.75Hp | Switch,Mech Flt/SPB/115V/15'Cd/15Amp/.75Hp | https://www.zoellerpumps.com/en-us/products/alarms/switches/piggyback | EA | 96 |  | 53514011864 | 1.75 | LB | 8 | 4.5 | 8 | 24 Months | NO
10-0033 | Switch,Mech Flt/SPB/230V/15'Cd/15Amp/2Hp | Switch,Mech Flt/SPB/230V/15'Cd/15Amp/2Hp | https://www.zoellerpumps.com/en-us/products/alarms/switches/piggyback | EA | 104 |  | 53514011871 | 1.75 | LB | 8 | 4.5 | 8 | 24 Months | NO
10-0034 | Switch,Mech Flt/SPB/115V/15'Cd/13Amp/.5Hp/N.O. | Switch,Mech Flt/SPB/115V/15'Cd/13Amp/.5Hp/N.O. | https://www.zoellerpumps.com/en-us/products/alarms/switches/piggyback | EA | 59 |  | 53514011888 | 1.75 | LB | 8 | 4.5 | 8 | 24 Months | NO
10-0035 | Switch,Mech Flt/SPB/230V/15'Cd/13Amp/1Hp | Switch,Mech Flt/SPB/230V/15'Cd/13Amp/1Hp | https://www.zoellerpumps.com/en-us/products/alarms/switches/piggyback | EA | 64 |  | 53514011895 | 1.75 | LB | 8 | 4.5 | 8 | 24 Months | NO
10-0036 | Rod,Xtr Lgth-2.5'Lg Per Pc | Rod,Xtr Lgth-2.5'Lg Per Pc |  | EA | 94 |  | 53514011901 | 1 | LB | 40 | 1.5 | 1.5 | 18 Months | NO
10-0037 | Switch,Mech Flt/SPB/115V/15'Cd/13Amp/.5Hp/N.C. | Switch,Mech Flt/SPB/115V/15'Cd/13Amp/.5Hp/N.C. | https://www.zoellerpumps.com/en-us/products/alarms/switches/piggyback | EA | 59 |  | 53514011918 | 1.75 | LB | 8 | 4.5 | 8 | 24 Months | NO
10-0055 | Switch,Mech Flt/SPB/115V/10'Cd/13Amp/.5Hp/N.O. | Switch,Mech Flt/SPB/115V/10'Cd/13Amp/.5Hp/N.O. | https://www.zoellerpumps.com/en-us/products/alarms/switches/piggyback | EA | 51 |  | 53514012076 | 1.5 | LB | 8 | 5 | 8 | 24 Months | NO
10-0062 | Switch,Mech Flt/SPB/230V/15'Cd/13Amp/1Hp/N.C. | Switch,Mech Flt/SPB/230V/15'Cd/13Amp/1Hp/N.C. | https://www.zoellerpumps.com/en-us/products/alarms/switches/piggyback | EA | 62 |  | 53514012144 | 1.75 | LB | 8 | 4.5 | 8 | 24 Months | NO
10-0063 | Switch,Mech Flt/SPB/115V/20'Cd/13Amp/.5Hp | Switch,Mech Flt/SPB/115V/20'Cd/13Amp/.5Hp | https://www.zoellerpumps.com/en-us/products/alarms/switches/piggyback | EA | 59 |  | 53514012151 | 2 | LB | 8 | 5 | 8 | 24 Months | NO
10-0064 | Switch,Mech Flt/SPB/115V/15'Cd/15Amp/.75Hp/N.C. | Switch,Mech Flt/SPB/115V/15'Cd/15Amp/.75Hp/N.C. | https://www.zoellerpumps.com/en-us/products/alarms/switches/piggyback | EA | 96 |  | 53514012168 | 1.75 | LB | 8 | 5 | 8 | 24 Months | NO
10-0065 | Switch,Mech Flt/SPB/115V/10'Cd/13Amp/.5Hp/N.C. | Switch,Mech Flt/SPB/115V/10'Cd/13Amp/.5Hp/N.C. | https://www.zoellerpumps.com/en-us/products/alarms/switches/piggyback | EA | 58 |  | 53514012175 | 1.5 | LB | 8 | 5 | 8 | 24 Months | NO
10-0082 | Switch,Mech Flt/SPB/230V/50'Cd/15Amp/2Hp | Switch,Mech Flt/SPB/230V/50'Cd/15Amp/2Hp | https://www.zoellerpumps.com/en-us/products/alarms/switches/piggyback | EA | 182 |  | 53514025854 | 1.75 | LB | 8 | 6.5 | 8 | 24 Months | NO
10-0092 | Control,Dup/115/200/230V1Ph/Nm1/0-20A/Ext Opt | Control,Dup/115/200/230V1Ph/Nm1/0-20A/Ext Opt | https://www.zoellerpumps.com/en-us/products/alarms/switches/piggyback | EA | 1233 |  | 53514031756 | 20 | LB | 22 | 9.5 | 19 | 24 months | NO
10-0093 | Control,Dup/115/200/230V/1Ph/4X/0-20A/Ext Opt | Control,Dup/115/200/230V/1Ph/4X/0-20A/Ext Opt | https://www.zoellerpumps.com/en-us/products/alarms/switches/piggyback | EA | 1363 |  | 53514031763 | 20 | LB | 22 | 9.5 | 19 | 24 months | NO
10-0125 | Control,Sim/115/200/230V/1Ph/4X/0-20A/Ext Opt | Control,Sim/115/200/230V/1Ph/4X/0-20A/Ext Opt | https://www.zoellerpumps.com/en-us/products/alarms/switches/piggyback | EA | 1058 |  | 53514036355 | 14 | LB | 18 | 7.5 | 15 | 24 months | NO
10-0126 | A-Pak 115V/1Ph/15' Mfs/Horn & Light/Nema 4X/UL/Cul | A-Pak 115V/1Ph/15' Mfs/Horn & Light/Nema 4X/UL/Cul | https://www.zoellerpumps.com/en-us/products/alarms/standard/a-pak | EA | 416 |  | 53514036362 | 5 | LB | 13.5 | 6 | 8 | 24 Months | NO
10-0253 | Bracket,Fs Asm (4 Flt) | Bracket,Fs Asm (4 Flt) | https://www.zoellerpumps.com/en-us/products/alarms/switches/piggyback | EA | 125 |  | 53514038700 | 9 | LB | 16 | 5.5 | 6.5 | 18 Months | NO
10-0311 | Switch,Mech Flt/SPB/230V/25'Cd/13Amp/1Hp | Switch,Mech Flt/SPB/230V/25'Cd/13Amp/1Hp | https://www.zoellerpumps.com/en-us/products/alarms/switches/piggyback | EA | 74 |  | 53514042509 | 3.25 | LB | 8 | 5 | 8 | 24 Months | NO
10-0329 | Switch Asm,Mechanical Float-(3)Floats & Brackets | Switch Asm,Mechanical Float-(3)Floats & Brackets | https://www.zoellerpumps.com/en-us/products/alarms/switches/piggyback | EA | 360 |  | 53514045913 | 10.5 | LB | 12.25 | 12.25 | 12.25 | 24 Months | NO
10-0330 | Switch Asm,Mechanical Float-(4)Floats&Brackets | Switch Asm,Mechanical Float-(4)Floats&Brackets | https://www.zoellerpumps.com/en-us/products/alarms/switches/piggyback | EA | 467 |  | 53514045920 | 14 | LB | 12.25 | 12.25 | 12.25 | 24 Months | NO
10-0331 | J-Box Sim/3 Flt/Nema 4X/"Grinder" | J-Box Sim/3 Flt/Nema 4X/"Grinder" | https://www.zoellerpumps.com/en-us/products/accessories/junction-boxes | EA | 423 |  | 53514047153 | 2.5 | LB | 10.5 | 10.25 | 10.25 | 18 Months | NO
10-0332 | J-Box Dup/3 Flt/Nema 4X/"Grinder" | J-Box Dup/3 Flt/Nema 4X/"Grinder" | https://www.zoellerpumps.com/en-us/products/accessories/junction-boxes | EA | 561 |  | 53514047160 | 2.5 | LB | 10.5 | 10.25 | 10.25 | 18 Months | NO
10-0347 | Switch Asm,Mechanical Float-(3) Flt W/O Brackets | Switch Asm,Mechanical Float-(3) Flt W/O Brackets | https://www.zoellerpumps.com/en-us/products/alarms/switches/piggyback | EA | 240 |  | 53514045937 | 9.5 | LB | 12.25 | 12.25 | 12.25 | 24 Months | NO
10-0348 | Switch Asm,Mechanical Float-(4)Flt W/O Brackets | Switch Asm,Mechanical Float-(4)Flt W/O Brackets | https://www.zoellerpumps.com/en-us/products/alarms/switches/piggyback | EA | 311 |  | 53514045944 | 13 | LB | 12.25 | 12.25 | 12.25 | 24 Months | NO
10-0352 | Control,Sim/Auto Rev/200-230V/1Ph/4X/"Grnd" | Control,Sim/Auto Rev/200-230V/1Ph/4X/"Grnd" | https://www.zoellerpumps.com/content/literature/fm2799.pdf | EA | 1536 |  | 53514046811 | 8 | LB | 22 | 10 | 19 | 24 months | NO
10-0353 | Control,Sim/Auto Rev/200/230/480V/3P/4X/20A/Grnd | Control,Sim/Auto Rev/200/230/480V/3P/4X/20A/Grnd | https://www.zoellerpumps.com/content/literature/fm2799.pdf | EA | 1112 |  | 53514046828 | 6 | LB | 18 | 7.5 | 15 | 24 months | NO
10-0360 | Control,Sim/Man Rev/200-230V/1Ph/4X/"Grnd" | Control,Sim/Man Rev/200-230V/1Ph/4X/"Grnd" | https://www.zoellerpumps.com/content/literature/fm2799.pdf | EA | 893 |  | 53514046989 | 10 | LB | 21.5 | 10 | 19.5 | 24 months | NO
10-0361 | Control,Sim/Man Rev/200-230V/3Ph/4X/9-14A/"Grnd" | Control,Sim/Man Rev/200-230V/3Ph/4X/9-14A/"Grnd" | https://www.zoellerpumps.com/content/literature/fm2799.pdf | EA | 653 |  | 53514046996 | 5 | LB | 21.5 | 10 | 19.5 | 24 months | NO
10-0380 | Kit,Starter 200/230V/1Ph"Grinder"(Relay & Caps.) | Kit,Starter 200/230V/1Ph"Grinder"(Relay & Caps.) | https://www.zoellerpumps.com/content/literature/fm2799.pdf | EA | 110 |  | 53514047269 | 2 | LB | 7.25 | 5 | 5.5 | 18 Months | NO
10-0381 | Kit,Suspending-Pump "Grinder"(Myers) | Kit,Suspending-Pump "Grinder"(Myers) | https://www.zoellerpumps.com/content/literature/fm2799.pdf | EA | 109 |  | 53514047276 | 3 | LB | 7.25 | 5 | 5.5 | 18 Months | NO
10-0393 | Control,Sim/Auto Rev/200/230/1P/4X/15-20A/Ext Op | Control,Sim/Auto Rev/200/230/1P/4X/15-20A/Ext Op | https://www.zoellerpumps.com/content/literature/fm2799.pdf | EA | 1630 |  | 53514047566 | 15 | LB | 21.5 | 10 | 20.5 | 24 months | NO
10-0394 | Control,Sim/Auto Rev/200-230/3P/4X/9-14.0/Ext Op | Control,Sim/Auto Rev/200-230/3P/4X/9-14.0/Ext Op | https://www.zoellerpumps.com/content/literature/fm2799.pdf | EA | 2132 |  | 53514047573 | 18 | LB | 22 | 10 | 19 | 24 months | NO
10-0395 | Control,Sim/Auto Rev/200/230/460V/3Ph/4X/Ext Opt | Control,Sim/Auto Rev/200/230/460V/3Ph/4X/Ext Opt | https://www.zoellerpumps.com/content/literature/fm2799.pdf | EA | 2090 |  | 53514047580 | 18 | LB | 31.5 | 16.5 | 23.5 | 24 months | NO
10-0396 | Control,Sim/Auto Rev/575V/3Ph/4X/4-6.3A/Ext Opt | Control,Sim/Auto Rev/575V/3Ph/4X/4-6.3A/Ext Opt | https://www.zoellerpumps.com/content/literature/fm2799.pdf | EA | 1995 |  | 53514047597 | 18 | LB | 31.5 | 16.5 | 23.5 | 24 months | NO
10-0397 | Control,Dup/Auto Rev/200-230/1P/4X/15-20A/Ext Op | Control,Dup/Auto Rev/200-230/1P/4X/15-20A/Ext Op | https://www.zoellerpumps.com/content/literature/fm2799.pdf | EA | 3040 |  | 53514047603 | 21 | LB | 31.5 | 16.5 | 23.5 | 24 months | NO
10-0398 | Control,Dup/Auto Rev/200/230/460/3P/9-14.0A/Ext. Opt | Control,Dup/Auto Rev/200/230/460/3P/9-14.0A/Ext. Opt | https://www.zoellerpumps.com/content/literature/fm2799.pdf | EA | 3555 |  | 53514047610 | 21 | LB | 23.5 | 9.5 | 21 | 24 months | NO
10-0399 | Control,Dup/Auto Rev/200/230/460/3P/4.0-6.3A/Ext. Opt | Control,Dup/Auto Rev/200/230/460/3P/4.0-6.3A/Ext. Opt | https://www.zoellerpumps.com/content/literature/fm2799.pdf | EA | 3441 |  | 53514047627 | 21 | LB | 23.5 | 9.5 | 21 | 24 months | NO
10-0400 | Control,Dup/Auto Rev/575V/3Ph/4X/4.0-6.3A/Ext Opt | Control,Dup/Auto Rev/575V/3Ph/4X/4.0-6.3A/Ext Opt | https://www.zoellerpumps.com/content/literature/fm2799.pdf | EA | 3205 |  | 53514047634 | 21 | LB | 31.5 | 16.5 | 23.5 | 24 months | NO
10-0420 | Control,Sim/Auto Rev/200-230/1P/4X/15-20A/Ext Op | Control,Sim/Auto Rev/200-230/1P/4X/15-20A/Ext Op | https://www.zoellerpumps.com/content/literature/fm2799.pdf | EA | 1752 |  | 53514048648 | 17 | LB | 22 | 10 | 19 | 24 months | NO
10-0421 | J-Box Dup/4 Flt/Nema 4X/"840/7011" | J-Box Dup/4 Flt/Nema 4X/"840/7011" | https://www.zoellerpumps.com/en-us/products/accessories/junction-boxes | EA | 566 |  | 53514049058 | 5.82 | LB | 10.5 | 10.25 | 10.25 | 18 Months | NO
10-0436 | Bracket,Fs Asm (2Flt) SS | Bracket,Fs Asm (2Flt) SS | #REF! | EA | 66 |  | 53514054373 | 1 | LB | 8 | 5 | 8 | 18 Months | NO
10-0438 | Bracket,Fs/Cable Asm SS(6 Hk) | Bracket,Fs/Cable Asm SS(6 Hk) | #REF! | EA | 163 |  | 53514054342 | 2 | LB | 14 | 6.5 | 6.5 | 18 Months | NO
10-0458 | Kit,Starter Model 6220 | Kit,Starter Model 6220 | https://www.zoellerengprod.com/content/literature/zm2354.pdf | EA | 232 |  | 53514054885 | 2 | LB | 7.25 | 5 | 5.5 | 18 Months | NO
10-0459 | Kit,Starter Model 6221 | Kit,Starter Model 6221 | https://www.zoellerengprod.com/content/literature/zm2354.pdf | EA | 249 |  | 53514054830 | 2 | LB | 7.25 | 5 | 5.5 | 18 Months | NO
10-0494 | Control,Sim/230V/1Ph/4X/23-32A/E650/6650/Ext Opt | Control,Sim/230V/1Ph/4X/23-32A/E650/6650/Ext Opt | https://www.zoellerpumps.com/en-us/products/alarms/controls/simplex-panels | EA | 1842 |  | 53514056025 | 27 | LB | 21.5 | 10 | 19.5 | 24 months | NO
10-0495 | Control,Sim/230V/1Ph/4X/28-40A/E660/6660/Ext Opt | Control,Sim/230V/1Ph/4X/28-40A/E660/6660/Ext Opt | https://www.zoellerpumps.com/en-us/products/alarms/controls/simplex-panels | EA | 1807 |  | 53514056032 | 27 | LB | 21.5 | 10 | 19.5 | 24 months | NO
10-0497 | Control,Dup/230V/1Ph/4X/23-32A/E650/E6650/Ext Op | Control,Dup/230V/1Ph/4X/23-32A/E650/E6650/Ext Op | https://www.zoellerpumps.com/en-us/products/alarms/controls/duplex-alternator | EA | 4625 |  | 53514056056 | 35 | LB | 24 | 16 | 32 | 24 months | NO
10-0498 | Control,Dup/230V/1Ph/4X/37-50A/E660/E6660/Ext Op | Control,Dup/230V/1Ph/4X/37-50A/E660/E6660/Ext Op | https://www.zoellerpumps.com/en-us/products/alarms/controls/duplex-alternator | EA | 4858 |  | 53514056063 | 40 | LB | 28 | 14 | 36 | 24 months | NO
10-0512 | Control,Dup/Auto Rev/200/230/1P/4X/15-20A/Ext Opt | Control,Dup/Auto Rev/200/230/1P/4X/15-20A/Ext Opt | https://www.zoellerpumps.com/en-us/products/alarms/controls/duplex-alternator | EA | 3211 |  | 53514056667 | 23 | LB | 31.5 | 16.5 | 23.5 | 24 months | NO
10-0522 | J-Box WM51/WM142 (170System) | J-Box WM51/WM142 (170System) | #REF! | EA | 232 |  | 53514058807 | 2 | LB | 8 | 6.5 | 8 | 18 Months | NO
10-0559 | Switch,Mech Flt/SPB/230V/20'Cd/15Amp/2Hp | Switch,Mech Flt/SPB/230V/20'Cd/15Amp/2Hp | https://www.zoellerpumps.com/en-us/products/alarms/switches | EA | 111 |  | 53514066253 | 2 | LB | 8 | 4.5 | 8 | 24 Months | NO
10-0567 | Qwik Box,Outdoor/230V/Piggyback Float | Qwik Box,Outdoor/230V/Piggyback Float | #REF! | EA | 416 |  | 53514061661 | 5 | LB | 12.5 | 8 | 11 | 18 Months | NO
10-0568 | Qwik Box,Outdoor/115V/Alarm/Piggyback Float | Qwik Box,Outdoor/115V/Alarm/Piggyback Float | #REF! | EA | 531 |  | 53514061678 | 9 | LB | 12.5 | 8 | 11 | 18 Months | NO
10-0569 | Qwik Box,Outdoor/230V/Alarm/Piggyback Float | Qwik Box,Outdoor/230V/Alarm/Piggyback Float | #REF! | EA | 551 |  | 53514061685 | 9 | LB | 12.5 | 8 | 11 | 18 Months | NO
10-0579 | Qwik Box,Outdoor/115V/Sealing Acces. | Qwik Box,Outdoor/115V/Sealing Acces. | #REF! | EA | 349 |  | 53514062019 | 3 | LB | 12.5 | 8 | 11 | 18 Months | NO
10-0580 | Qwik Box,Outdoor/230V/Sealing Acces. | Qwik Box,Outdoor/230V/Sealing Acces. | #REF! | EA | 357 |  | 53514062026 | 3 | LB | 8.5 | 7.25 | 8.5 | 18 Months | NO
10-0592 | Qwik Box,Outdoor/115V/Alarm | Qwik Box,Outdoor/115V/Alarm | #REF! | EA | 484 |  | 53514063450 | 7 | LB | 12.5 | 8 | 11 | 18 Months | NO
10-0593 | Qwik Box,Outdoor/230V/Alarm | Qwik Box,Outdoor/230V/Alarm | #REF! | EA | 495 |  | 53514063467 | 7 | LB | 12.5 | 8 | 11 | 18 Months | NO
10-0623 | A-Pak 115V/1Ph/15' Mfs/Nema 3R/UL/CSA | A-Pak 115V/1Ph/15' Mfs/Nema 3R/UL/CSA | #REF! | EA | 261 |  | 53514080235 | 5 | LB | 13.5 | 6 | 8 | 24 Months | NO
10-0624 | Pontoon,Asm/Ag. Pump/2" Discharge | Pontoon,Asm/Ag. Pump/2" Discharge | #REF! | EA | 598 |  | 53514069650 | 36 | LB |  |  |  | 18 Months | NO
10-0625 | Pontoon,Asm/Ag. Pump/3" Discharge | Pontoon,Asm/Ag. Pump/3" Discharge | #REF! | EA | 624 |  | 53514069667 | 39 | LB |  |  |  | 18 Months | NO
10-0631 | Float,Hose Agric. 4290/4291 | Float,Hose Agric. 4290/4291 | #REF! | EA | 203 |  | 53514069674 | 4 | LB |  |  |  | 18 Months | NO
10-0647 | J-Box Sim/3 Flt/Nema 4X/"820" | J-Box Sim/3 Flt/Nema 4X/"820" | #REF! | EA | 453 |  | 53514072292 | 2.5 | LB | 10.5 | 10.25 | 10.25 | 18 Months | NO
10-0648 | J-Box Dup/3 Flt/Nema 4X/2(.31-.75)3(.236-.472)Sl | J-Box Dup/3 Flt/Nema 4X/2(.31-.75)3(.236-.472)Sl | #REF! | EA | 508 |  | 53514072308 | 2.5 | LB | 10.5 | 10.25 | 10.25 | 18 Months | NO
10-0649 | J-Box Dup/4 Flt/Nema 4X/2(.31-.75)4(.236-.472)Sl | J-Box Dup/4 Flt/Nema 4X/2(.31-.75)4(.236-.472)Sl | #REF! | EA | 499 |  | 53514072315 | 2.5 | LB | 10.5 | 10.25 | 10.25 | 18 Months | NO
10-0656 | Kit,Float Rod Extension-1'/Hi-Temp | Kit,Float Rod Extension-1'/Hi-Temp | #REF! | EA | 29 |  | 53514072827 | 2 | LB | 7.25 | 5 | 5.5 | 18 Months | NO
10-0661 | Weight Asm,Float/(1) Weight & Bracket | Weight Asm,Float/(1) Weight & Bracket | https://www.zoellerpumps.com/en-us/products/alarms/switches | EA | 99 |  | 53514076016 | 2 | LB | 7.25 | 5 | 5.5 | 18 Months | NO
10-0666 | J-Box Sim/Indoor Sys/"820" | J-Box Sim/Indoor Sys/"820" | #REF! | EA | 300 |  | 53514074166 | 6 | LB | 7.25 | 5 | 5.5 | 18 Months | NO
10-0677 | J-Box,Sim/Outdoor/"820" | J-Box,Sim/Outdoor/"820" | #REF! | EA | 423 |  | 53514077297 | 6 | LB | 8 | 6.5 | 6.5 | 18 Months | NO
10-0682 | A-Pak 115V/1Ph/20'Mfs/6' Power Cd/Nema 3R/UL/CSA | A-Pak 115V/1Ph/20'Mfs/6' Power Cd/Nema 3R/UL/CSA | #REF! | EA | 317 |  | 53514080242 | 5 | LB | 13.5 | 6 | 8 | 24 Months | NO
10-0684 | Control,Sim/Td/115V/1Ph/4X/Ec/ETM/0-20A/Floats/Clarus | Control,Sim/Td/115V/1Ph/4X/Ec/ETM/0-20A/Floats/Clarus | #REF! | EA | 1268 |  | 53514080358 | 20 | LB | 18 | 7.5 | 15 | 18 Months | NO
10-0689 | Weight Asm,(1) Weight Only/(Flt Switch) | Weight Asm,(1) Weight Only/(Flt Switch) | https://www.zoellerpumps.com/en-us/products/alarms/switches | EA | 27 |  | 53514077303 | 2 | LB | 7.25 | 5 | 5.5 | 18 Months | NO
10-0697 | Control,Sim/Td/115/200/230V/1Ph/4X/ETM/0-20A/Flt/Clarus | Control,Sim/Td/115/200/230V/1Ph/4X/ETM/0-20A/Flt/Clarus | #REF! | EA | 1275 |  | 53514080372 | 20 | LB | 7.5 | 18 | 15 | 18 Months | NO
10-0699 | Control,Dual/Td/115V/1Ph/4X/ETM/0-20FLA/Floats | Control,Dual/Td/115V/1Ph/4X/ETM/0-20FLA/Floats | https://www.zoellerpumps.com/en-us/products/alarms/controls/duplex-alternator | EA | 1662 |  | 53514080396 | 22 | LB | 22 | 9.5 | 19 | 18 Months | NO
10-0701 | Control,Dual/Td/115/200/230V/1P/4X/ETM/0-20A/Flt | Control,Dual/Td/115/200/230V/1P/4X/ETM/0-20A/Flt | https://www.zoellerpumps.com/en-us/products/alarms/controls/duplex-alternator | EA | 1922 |  | 53514080419 | 22 | LB | 22 | 9.5 | 19 | 18 Months | NO
10-0705 | Switch,Mech Flt/SPB/115V/20'Cd/15Amp/.75Hp | Switch,Mech Flt/SPB/115V/20'Cd/15Amp/.75Hp | https://www.zoellerpumps.com/en-us/products/alarms/switches | EA | 102 |  | 53514082406 | 2 | LB | 8 | 4.5 | 8 | 24 Months | NO
10-0706 | Switch,Mech Flt/SPB/230V/20'Cd/13Amp/1Hp | Switch,Mech Flt/SPB/230V/20'Cd/13Amp/1Hp | https://www.zoellerpumps.com/en-us/products/alarms/switches | EA | 71 |  | 53514082413 | 2 | LB | 8 | 4.5 | 8 | 24 Months | NO
10-0743 | Switch,Mech Flt/125/250V/5A/15'Cd/Wo Plug | Switch,Mech Flt/125/250V/5A/15'Cd/Wo Plug | https://www.zoellerpumps.com/en-us/products/alarms/switches | EA | 46 |  | 53514088231 | 2 | LB | 8 | 5 | 8 | 24 Months | NO
10-0744 | Switch,Mech Flt/125/250V/20'Cd/Wo Plug | Switch,Mech Flt/125/250V/20'Cd/Wo Plug | https://www.zoellerpumps.com/en-us/products/alarms/switches | EA | 49 |  | 53514088248 | 2 | LB | 8 | 5 | 8 | 24 Months | NO
10-0748 | Switch,Mech Flt-25'Lg Cd/Cut& Strip/20A/115-230V | Switch,Mech Flt-25'Lg Cd/Cut& Strip/20A/115-230V | https://www.zoellerpumps.com/en-us/products/alarms/switches | EA | 168 |  | 53514092634 | 3 | LB | 8 | 6.5 | 8 | 24 Months | NO
10-0761 | Battery,Wet 12Vdc "Aquanot" | Battery,Wet 12Vdc "Aquanot" | #REF! | EA | 398 |  | 53514090173 | 69 | LB | 9 | 6.5 | 13 | 36 Months | YES
10-0763 | Alarm,Flood Alert 4.5Vdc"Aquanot"/Zco | Alarm,Flood Alert 4.5Vdc"Aquanot"/Zco | #REF! | EA | 35 |  | 53514090197 | 0.25 | LB | 11.5 | 6.5 | 8.5 | 18 Months | NO
10-0764 | Box,Battery Asm (Group 27 Battery) | Box,Battery Asm (Group 27 Battery) | #REF! | EA | 26 |  | 53514090203 | 2 | LB | 17 | 9.5 | 11.25 | 18 Months | NO
10-0770 | J-Box W-O Holes/W-2 Uf Cord Seals & 3 Klein Cord Seals | J-Box W-O Holes/W-2 Uf Cord Seals & 3 Klein Cord Seals | #REF! | EA | 137 |  | 53514090357 | 1 | LB | 8 | 6.5 | 6.5 | 18 Months | NO
10-0772 | Charger,28A Model 585 "Aquanot II" | Charger,28A Model 585 "Aquanot II" | #REF! | EA | 406 |  | 53514090340 | 7 | LB | 9.5 | 7 | 8.5 | 18 Months | NO
10-0776 | J-Box,W-O Hls/.75"Cond/2 Flt & 1 Pump CdSeals | J-Box,W-O Hls/.75"Cond/2 Flt & 1 Pump CdSeals | #REF! | EA | 98 |  | 53514091736 | 2 | LB | 7.25 | 5 | 5.5 | 18 Months | NO
10-0777 | J-Box,W-O Hls/.75"Cond/3 Flt & 1 Pump CdSeal | J-Box,W-O Hls/.75"Cond/3 Flt & 1 Pump CdSeal | #REF! | EA | 105 |  | 53514091750 | 2 | LB | 8 | 6.5 | 6.5 | 18 Months | NO
10-0778 | J-Box,W-O Hls/.75"Cond/4 Flt & 1 Pump CdSeals | J-Box,W-O Hls/.75"Cond/4 Flt & 1 Pump CdSeals | #REF! | EA | 113 |  | 53514091767 | 2 | LB | 8 | 6.5 | 6.5 | 18 Months | NO
10-0786 | Kit,Extension Crawl Space "Zco" | Kit,Extension Crawl Space "Zco" | #REF! | EA | 304 |  | 53514094195 | 10 | LB | 7.25 | 5 | 5.5 | 18 Months | NO
10-0787 | Fitting,Galv Anti-Siphon Device 1.25"NPT | Fitting,Galv Anti-Siphon Device 1.25"NPT | #REF! | EA | 206 |  | 53514093617 | 10 | LB | 8 | 6.5 | 8 | 18 Months | NO
10-0789 | Bracket,Lifting S/S (Bigsewage) | Bracket,Lifting S/S (Bigsewage) | #REF! | EA | 21 |  | 53514093143 | 1 | LB | 14 | 6.5 | 6.5 | 18 Months | NO
10-0804 | Alternator,Residential/115V/12A | Alternator,Residential/115V/12A | #REF! | EA | 642 |  | 53514104078 | 5 | LB | 10.25 | 7.75 | 10.25 | 24 Months | NO
10-0915 | Kit,Starter Models 631/641 | Kit,Starter Models 631/641 | #REF! | EA | 277 |  | 53514108410 | 2 | LB | 7.25 | 5 | 5.5 | 18 Months | NO
10-0917 | Kit,Starter Models 6122/6123 | Kit,Starter Models 6122/6123 | #REF! | EA | 249 |  | 53514108434 | 2 | LB | 7.25 | 5 | 5.5 | 18 Months | NO
10-0918 | Kit,Starter Models 6111 | Kit,Starter Models 6111 | #REF! | EA | 249 |  | 53514108441 | 2 | LB | 7.25 | 5 | 5.5 | 18 Months | NO
10-0920 | Control,Sim/230V/1Ph/4X/5.5-8.0FLA/6120/Ext Opt | Control,Sim/230V/1Ph/4X/5.5-8.0FLA/6120/Ext Opt | https://www.zoellerpumps.com/en-us/products/alarms/controls/simplex-panels | EA | 1410 |  | 53514109356 | 23 | LB | 21.5 | 10 | 19.5 | 24 months | NO
10-0921 | Control,Sim/230V/1Ph/4X/7-10FLA/6121-Sim/Ext Opt | Control,Sim/230V/1Ph/4X/7-10FLA/6121-Sim/Ext Opt | https://www.zoellerpumps.com/en-us/products/alarms/controls/simplex-panels | EA | 1460 |  | 53514109363 | 23 | LB | 21.5 | 10 | 19.5 | 24 months | NO
10-0922 | Control,Sim/230V/1Ph/4X/12-18.0A/6122/Ext Opt | Control,Sim/230V/1Ph/4X/12-18.0A/6122/Ext Opt | https://www.zoellerpumps.com/en-us/products/alarms/controls/simplex-panels | EA | 1575 |  | 53514109370 | 23 | LB | 21.5 | 10 | 19.5 | 24 months | NO
10-0923 | Control,Sim/230V/1Ph/4X/16-24FLA/6123/Ext Opt | Control,Sim/230V/1Ph/4X/16-24FLA/6123/Ext Opt | https://www.zoellerpumps.com/en-us/products/alarms/controls/simplex-panels | EA | 1555 |  | 53514109387 | 23 | LB | 21.5 | 10 | 19.5 | 24 months | NO
10-0924 | Control,Sim/230V/1Ph/4X/23-32A/6124-Sim/Ext Opt | Control,Sim/230V/1Ph/4X/23-32A/6124-Sim/Ext Opt | https://www.zoellerpumps.com/en-us/products/alarms/controls/simplex-panels | EA | 1639 |  | 53514109394 | 23 | LB | 21.5 | 10 | 19.5 | 24 months | NO
10-0925 | Control,Dup/230V/1Ph/4X/5.5-8.0FLA/6120/Ext Opt | Control,Dup/230V/1Ph/4X/5.5-8.0FLA/6120/Ext Opt | https://www.zoellerpumps.com/en-us/products/alarms/controls/duplex-alternator | EA | 2555 |  | 53514109400 | 21 | LB | 31.5 | 16.5 | 23.5 | 24 months | NO
10-0926 | Control,Dup/230V/1Ph/4X/7-10A/6121-Dup/Ext Opt | Control,Dup/230V/1Ph/4X/7-10A/6121-Dup/Ext Opt | https://www.zoellerpumps.com/en-us/products/alarms/controls/duplex-alternator | EA | 2746 |  | 53514109417 | 21 | LB | 31.5 | 16.5 | 23.5 | 24 months | NO
10-0927 | Control,Dup/230V/1Ph/4X/12-18A/6122/Ext Opt | Control,Dup/230V/1Ph/4X/12-18A/6122/Ext Opt | https://www.zoellerpumps.com/en-us/products/alarms/controls/duplex-alternator | EA | 2744 |  | 53514109424 | 21 | LB | 31.5 | 16.5 | 23.5 | 24 months | NO
10-0928 | Control,Dup/230V/1Ph/4X/16-24FLA/6123/Ext Opt | Control,Dup/230V/1Ph/4X/16-24FLA/6123/Ext Opt | https://www.zoellerpumps.com/en-us/products/alarms/controls/duplex-alternator | EA | 2771 |  | 53514109431 | 21 | LB | 31.5 | 16.5 | 23.5 | 24 months | NO
10-0929 | Control,Dup/230V/1Ph/4X/23-32A/6124/Ext Opt | Control,Dup/230V/1Ph/4X/23-32A/6124/Ext Opt | https://www.zoellerpumps.com/en-us/products/alarms/controls/duplex-alternator | EA | 2824 |  | 53514109448 | 21 | LB | 31.5 | 16.5 | 23.5 | 24 months | NO
10-0963 | Control,Sim/230V/1Ph/4X/23-32FLA/7111/Ext Opt | Control,Sim/230V/1Ph/4X/23-32FLA/7111/Ext Opt | https://www.zoellerpumps.com/en-us/products/alarms/controls/simplex-panels | EA | 1791 |  | 53514113445 | 27 | LB | 21.5 | 10 | 19.5 | 24 months | NO
10-0968 | Control,Dup/230V/1Ph/4X/23-32FLA/7111/Ext Opt | Control,Dup/230V/1Ph/4X/23-32FLA/7111/Ext Opt | https://www.zoellerpumps.com/en-us/products/alarms/controls/duplex-alternator | EA | 3637 |  | 53514113490 | 35 | LB | 24 | 16 | 32 | 24 months | NO
10-0985 | J-Box Sim/3-Flt/4X/61Hd & 71 Series Grinder/12Ga Cd | J-Box Sim/3-Flt/4X/61Hd & 71 Series Grinder/12Ga Cd | #REF! | EA | 398 |  | 53514114329 | 3 | LB | 10.5 | 10.25 | 10.25 | 18 Months | NO
10-0986 | J-Box Dup/3-4 Flt/4X/W-Sen/61Hd-71Sers Grinder 12Ga | J-Box Dup/3-4 Flt/4X/W-Sen/61Hd-71Sers Grinder 12Ga | #REF! | EA | 554 |  | 53514114312 | 3 | LB | 10.5 | 10.25 | 10.25 | 18 Months | NO
10-0987 | J-Box Sim/3 Flt/4X/61Hd & 71 Series/Grinder/8Ga Cd | J-Box Sim/3 Flt/4X/61Hd & 71 Series/Grinder/8Ga Cd | #REF! | EA | 442 |  | 53514114305 | 3 | LB | 10.5 | 10.25 | 10.25 | 18 Months | NO
10-0988 | J-Box Dup/3-4 Flt/4X/W-Sen/61Hd-71 Sers Grinder/8Ga | J-Box Dup/3-4 Flt/4X/W-Sen/61Hd-71 Sers Grinder/8Ga | #REF! | EA | 583 |  | 53514114299 | 3 | LB | 10.5 | 10.25 | 10.25 | 18 Months | NO
1010-0117 | Hose,Discharge Kit 1.25D X24'L | Hose,Discharge Kit 1.25D X24'L | #REF! | EA | 14 |  | 53514035730 | 3 | LB | 8 | 5 | 8 | 18 Months | NO
10-1011 | Kit,Starter Model 7111 | Kit,Starter Model 7111 | #REF! | EA | 240 |  | 53514117702 | 2 | LB | 7.25 | 5 | 5.5 | 18 Months | NO
10-1015 | J-Box,Dup/4X/3-4 Flt W-Osen/61Hd/12Ga Cd | J-Box,Dup/4X/3-4 Flt W-Osen/61Hd/12Ga Cd | #REF! | EA | 558 |  | 53514120382 | 1 | LB | 10.5 | 10.25 | 10.25 | 18 Months | NO
10-1016 | J-Box Dup/3-4 Flt/W-O Sen/61Hd/Grnd/8Ga | J-Box Dup/3-4 Flt/W-O Sen/61Hd/Grnd/8Ga | #REF! | EA | 588 |  | 53514120399 | 1 | LB | 10.5 | 10.25 | 10.25 | 18 Months | NO
10-1019 | Control,Sim/115V/1Ph/4X/0-15FLA/Plugger/Alm Flt | Control,Sim/115V/1Ph/4X/0-15FLA/Plugger/Alm Flt | https://www.zoellerpumps.com/en-us/products/alarms/controls/simplex-panels | EA | 469 |  | 53514122560 | 10 | LB | 18 | 7.5 | 15 | 24 months | NO
10-1021 | Control,Panel/Td Sim/115V/1Ph/4X/0-20A/Floats | Control,Panel/Td Sim/115V/1Ph/4X/0-20A/Floats | #REF! | EA | 1006 |  | 53514123604 | 20 | LB | 18 | 7.5 | 15 | 18 Months | NO
10-1023 | Control,Sim/200/230V/1P/4X/0-15A/Plugger/Alm Flt | Control,Sim/200/230V/1P/4X/0-15A/Plugger/Alm Flt | https://www.zoellerpumps.com/en-us/products/alarms/controls/simplex-panels | EA | 490 |  | 53514122218 | 10 | LB | 18 | 7.5 | 15 | 24 months | NO
10-1030 | J-Box W-O Holes/WM51/WM142(170 System) | J-Box W-O Holes/WM51/WM142(170 System) | #REF! | EA | 100 |  | 53514119546 | 2 | LB | 7.25 | 5 | 5.5 | 18 Months | NO
10-1031 | Control,MS Panel/Ex Pr/Single Seal | Control,MS Panel/Ex Pr/Single Seal | #REF! | EA | 670 |  | 53514121518 | 20 | LB | 18 | 7.5 | 15 | 24 months | NO
10-1036 | Control,Sim/115/200/230V/1Ph/4X/0-7A/Alm/Ext Opt | Control,Sim/115/200/230V/1Ph/4X/0-7A/Alm/Ext Opt | https://www.zoellerpumps.com/en-us/products/alarms/controls/simplex-panels | EA | 855 |  | 53514122225 | 16 | LB | 18 | 7.5 | 15 | 24 months | NO
10-1037 | Control,Sim/115/200/230V/1P/4X/7-15A/Alm/Ext Opt | Control,Sim/115/200/230V/1P/4X/7-15A/Alm/Ext Opt | https://www.zoellerpumps.com/en-us/products/alarms/controls/simplex-panels | EA | 855 |  | 53514122232 | 16 | LB | 18 | 7.5 | 15 | 24 months | NO
10-1038 | Control,Sim/115/200/230V1P/4X/15-20A/Alm/Ext Opt | Control,Sim/115/200/230V1P/4X/15-20A/Alm/Ext Opt | https://www.zoellerpumps.com/en-us/products/alarms/controls/simplex-panels | EA | 855 |  | 53514122249 | 16 | LB | 18 | 7.5 | 15 | 24 months | NO
10-1039 | Control,Dup/115V/1Ph/Nm1/7-15FLA/Alarm/Ext Opt | Control,Dup/115V/1Ph/Nm1/7-15FLA/Alarm/Ext Opt | https://www.zoellerpumps.com/en-us/products/alarms/controls/duplex-alternator | EA | 1155 |  | 53514122263 | 18 | LB | 22 | 9.5 | 19 | 24 months | NO
10-1040 | Control,Dup/115V/1Ph/Nm1/15-20FLA/Alarm/Ext Opt | Control,Dup/115V/1Ph/Nm1/15-20FLA/Alarm/Ext Opt | https://www.zoellerpumps.com/en-us/products/alarms/controls/duplex-alternator | EA | 1155 |  | 53514122270 | 18 | LB | 22 | 9.5 | 19 | 24 months | NO
10-1041 | Control,Dup/115V/1Ph/4X/7-15FLA/Alarm/Ext Opt | Control,Dup/115V/1Ph/4X/7-15FLA/Alarm/Ext Opt | https://www.zoellerpumps.com/en-us/products/alarms/controls/duplex-alternator | EA | 1296 |  | 53514122287 | 18 | LB | 22 | 9.5 | 19 | 24 months | NO
10-1042 | Control,Dup/115V/1Ph/4X/15-20FLA/Alarm/Ext Opt | Control,Dup/115V/1Ph/4X/15-20FLA/Alarm/Ext Opt | https://www.zoellerpumps.com/en-us/products/alarms/controls/duplex-alternator | EA | 1296 |  | 53514122294 | 19 | LB | 22 | 9.5 | 19 | 24 months | NO
10-1043 | Control,Dup/115/200/230V/1P/4X/0-7A/Alm/Ext Opt | Control,Dup/115/200/230V/1P/4X/0-7A/Alm/Ext Opt | https://www.zoellerpumps.com/en-us/products/alarms/controls/duplex-alternator | EA | 1390 |  | 53514122300 | 19 | LB | 22 | 9.5 | 19 | 24 months | NO
10-1044 | Control,Dup/115/200/230V/1P/4X/7-15A/Alm/Ext Opt | Control,Dup/115/200/230V/1P/4X/7-15A/Alm/Ext Opt | https://www.zoellerpumps.com/en-us/products/alarms/controls/duplex-alternator | EA | 1390 |  | 53514122317 | 19 | LB | 22 | 9.5 | 19 | 24 months | NO
10-1045 | Control,Dup/115/200/230V/1P/4X/15-20A/Alm/Ext Opt | Control,Dup/115/200/230V/1P/4X/15-20A/Alm/Ext Opt | https://www.zoellerpumps.com/en-us/products/alarms/controls/duplex-alternator | EA | 1390 |  | 53514122324 | 19 | LB | 22 | 9.5 | 19 | 24 months | NO
10-1046 | Control,Dup/115/200/230V/1P/4X/20-30A/Alm/Ext Opt | Control,Dup/115/200/230V/1P/4X/20-30A/Alm/Ext Opt | https://www.zoellerpumps.com/en-us/products/alarms/controls/duplex-alternator | EA | 1405 |  | 53514122331 | 18 | LB | 22 | 9.5 | 19 | 24 months | NO
10-1050 | Float Tree,Asm-2 Float Application | Float Tree,Asm-2 Float Application | #REF! | EA | 105 |  | 53514120771 | 2 | LB | 38 | 4.75 | 4.75 | 18 Months | NO
10-1051 | Float Tree,Asm-3 Float Application | Float Tree,Asm-3 Float Application | #REF! | EA | 139 |  | 53514120573 | 2 | LB | 38 | 4.75 | 4.75 | 18 Months | NO
10-1052 | Float Tree,Asm-4 Float Application | Float Tree,Asm-4 Float Application | #REF! | EA | 158 |  | 53514120788 | 2 | LB | 38 | 4.75 | 4.75 | 18 Months | NO
10-1074 | Control,Sim/200/230/460V/3Ph/4X/1.1-1.6A/Ext Opt | Control,Sim/200/230/460V/3Ph/4X/1.1-1.6A/Ext Opt | https://www.zoellerpumps.com/en-us/products/alarms/controls/simplex-panels | EA | 1560 |  | 53514126476 | 17 | LB | 21.5 | 10 | 19.5 | 24 months | NO
10-1076 | Control,Sim/200/230/460V/3Ph/4X/1.6-2.5A/Ext Opt | Control,Sim/200/230/460V/3Ph/4X/1.6-2.5A/Ext Opt | https://www.zoellerpumps.com/en-us/products/alarms/controls/simplex-panels | EA | 1599 |  | 53514126490 | 17 | LB | 21.5 | 10 | 19.5 | 24 months | NO
10-1078 | Control,Sim/200/230/460V/3Ph/4X/2.5-4.0A/Ext Opt | Control,Sim/200/230/460V/3Ph/4X/2.5-4.0A/Ext Opt | https://www.zoellerpumps.com/en-us/products/alarms/controls/simplex-panels | EA | 1560 |  | 53514126513 | 17 | LB | 21.5 | 10 | 19.5 | 24 months | NO
10-1080 | Control,Sim/200/230/460V/3Ph/4X/4.0-6.3A/Ext Opt | Control,Sim/200/230/460V/3Ph/4X/4.0-6.3A/Ext Opt | https://www.zoellerpumps.com/en-us/products/alarms/controls/simplex-panels | EA | 1560 |  | 53514126551 | 17 | LB | 23.5 | 10 | 21 | 24 months | NO
10-1082 | Control,Sim/200/230/460V/3P/4X/6.0-10.0A/Ext Opt | Control,Sim/200/230/460V/3P/4X/6.0-10.0A/Ext Opt | https://www.zoellerpumps.com/en-us/products/alarms/controls/simplex-panels | EA | 1560 |  | 53514126575 | 17 | LB | 21.5 | 10 | 19.5 | 24 months | NO
10-1083 | Control,Sim/200/230/460V/3P/4X/9.0-14.0A/Ext Opt | Control,Sim/200/230/460V/3P/4X/9.0-14.0A/Ext Opt | https://www.zoellerpumps.com/en-us/products/alarms/controls/simplex-panels | EA | 1624 |  | 53514126582 | 17 | LB | 21.5 | 10 | 19.5 | 24 months | NO
10-1084 | Control,Sim/200/230/460V/3Ph/4X/13.0-18A/Ext Opt | Control,Sim/200/230/460V/3Ph/4X/13.0-18A/Ext Opt | https://www.zoellerpumps.com/en-us/products/alarms/controls/simplex-panels | EA | 1624 |  | 53514126599 | 17 | LB | 21.5 | 10 | 19.5 | 24 months | NO
10-1086 | Control,Sim/200/230/460V/3Ph/4X/17-23A/Ext Opt | Control,Sim/200/230/460V/3Ph/4X/17-23A/Ext Opt | https://www.zoellerpumps.com/en-us/products/alarms/controls/simplex-panels | EA | 1636 |  | 53514126612 | 17 | LB | 21.5 | 10 | 19.5 | 24 months | NO
10-1087 | Control,Sim/200/230/460V/3Ph/4X/20-25A/Ext Opt | Control,Sim/200/230/460V/3Ph/4X/20-25A/Ext Opt | https://www.zoellerpumps.com/en-us/products/alarms/controls/simplex-panels | EA | 1636 |  | 53514126629 | 17 | LB | 21.5 | 10 | 19.5 | 24 months | NO
10-1094 | Control,Sim/200/230/460V/3Ph/4X/4.0-6.3A/Ext Opt | Control,Sim/200/230/460V/3Ph/4X/4.0-6.3A/Ext Opt | https://www.zoellerpumps.com/en-us/products/alarms/controls/simplex-panels | EA | 1875 |  | 53514126698 | 18 | LB | 21.5 | 10 | 19.5 | 24 months | NO
10-1096 | Control,Sim/200/230/460V/3P/4X/6.0-10.0A/Ext Opt | Control,Sim/200/230/460V/3P/4X/6.0-10.0A/Ext Opt | https://www.zoellerpumps.com/en-us/products/alarms/controls/simplex-panels | EA | 1830 |  | 53514126711 | 18 | LB | 21.5 | 10 | 19.5 | 24 months | NO
10-1097 | Control,Sim/200/230/460V/3Ph/4X/9-14.0A/Ext Opt | Control,Sim/200/230/460V/3Ph/4X/9-14.0A/Ext Opt | https://www.zoellerpumps.com/en-us/products/alarms/controls/simplex-panels | EA | 1958 |  | 53514126742 | 18 | LB | 22 | 10 | 19 | 24 months | NO
10-1098 | Control,Sim/200/230/460V/3Ph/4X/13-18A/Ext Opt | Control,Sim/200/230/460V/3Ph/4X/13-18A/Ext Opt | https://www.zoellerpumps.com/en-us/products/alarms/controls/simplex-panels | EA | 1869 |  | 53514126759 | 18 | LB | 21.5 | 10 | 19.5 | 24 months | NO
10-1100 | Control,Sim/200/230/460V/3Ph/4X/17-23A/Ext Opt | Control,Sim/200/230/460V/3Ph/4X/17-23A/Ext Opt | https://www.zoellerpumps.com/en-us/products/alarms/controls/simplex-panels | EA | 1883 |  | 53514126773 | 18 | LB | 21.5 | 10 | 19.5 | 24 months | NO
10-1101 | Control,Sim/200/230/460V/3Ph/4X/20-25A/Ext Opt | Control,Sim/200/230/460V/3Ph/4X/20-25A/Ext Opt | https://www.zoellerpumps.com/en-us/products/alarms/controls/simplex-panels | EA | 2043 |  | 53514126780 | 18 | LB | 21.5 | 10 | 19.5 | 24 months | NO
10-1102 | Control,Dup/200/230/460V/3Ph/4X/1.1-1.6A/Ext Opt | Control,Dup/200/230/460V/3Ph/4X/1.1-1.6A/Ext Opt | https://www.zoellerpumps.com/en-us/products/alarms/controls/duplex-alternator | EA | 2276 |  | 53514126803 | 20 | LB | 23.5 | 9.5 | 20.5 | 24 months | NO
10-1104 | Control,Dup/200/230/460V/3Ph/4X/1.6-2.5A/Ext Opt | Control,Dup/200/230/460V/3Ph/4X/1.6-2.5A/Ext Opt | https://www.zoellerpumps.com/en-us/products/alarms/controls/duplex-alternator | EA | 2276 |  | 53514126827 | 20 | LB | 23.5 | 9.5 | 20.5 | 24 months | NO
10-1106 | Control,Dup/200/230/460V/3Ph/4X/2.5-4.0A/Ext Opt | Control,Dup/200/230/460V/3Ph/4X/2.5-4.0A/Ext Opt | https://www.zoellerpumps.com/en-us/products/alarms/controls/duplex-alternator | EA | 2276 |  | 53514126841 | 20 | LB | 22 | 10 | 19 | 24 months | NO
10-1108 | Control,Dup/200/230/460V/3Ph/4X/4.0-6.3A/Ext Opt | Control,Dup/200/230/460V/3Ph/4X/4.0-6.3A/Ext Opt | https://www.zoellerpumps.com/en-us/products/alarms/controls/duplex-alternator | EA | 2276 |  | 53514126865 | 20 | LB | 22 | 10 | 19 | 24 months | NO
10-1110 | Control,Dup/200/230/460V/3Ph/4X/6-10A/Ext Opt | Control,Dup/200/230/460V/3Ph/4X/6-10A/Ext Opt | https://www.zoellerpumps.com/en-us/products/alarms/controls/duplex-alternator | EA | 2276 |  | 53514126889 | 20 | LB | 23.5 | 9.5 | 20.5 | 24 months | NO
10-1111 | Control,Dup/200/230/460V/3P/4X/9.0-14.0A/Ext Opt | Control,Dup/200/230/460V/3P/4X/9.0-14.0A/Ext Opt | https://www.zoellerpumps.com/en-us/products/alarms/controls/duplex-alternator | EA | 2364 |  | 53514126896 | 20 | LB | 22 | 10 | 19 | 24 months | NO
10-1112 | Control,Dup/200/230/460V/3Ph/4X/13-18FlaExt Opt | Control,Dup/200/230/460V/3Ph/4X/13-18FlaExt Opt | https://www.zoellerpumps.com/en-us/products/alarms/controls/duplex-alternator | EA | 2364 |  | 53514126902 | 23 | LB | 19 | 10 | 22 | 24 months | NO
10-1114 | Control,Dup/200/230/460V/3Ph/4X/17-23A/Ext Opt | Control,Dup/200/230/460V/3Ph/4X/17-23A/Ext Opt | https://www.zoellerpumps.com/en-us/products/alarms/controls/duplex-alternator | EA | 2397 |  | 53514126926 | 20 | LB | 23.5 | 9.5 | 20.5 | 24 months | NO
10-1115 | Control,Dup/200/230/460V/3Ph/4X/20-25A/Ext Opt | Control,Dup/200/230/460V/3Ph/4X/20-25A/Ext Opt | https://www.zoellerpumps.com/en-us/products/alarms/controls/duplex-alternator | EA | 2397 |  | 53514126933 | 20 | LB | 23.5 | 9.5 | 20.5 | 24 months | NO
10-1122 | Control,Dup/200/230/460V/3Ph/4X/4.0-6.3A/Ext Opt | Control,Dup/200/230/460V/3Ph/4X/4.0-6.3A/Ext Opt | https://www.zoellerpumps.com/en-us/products/alarms/controls/duplex-alternator | EA | 2964 |  | 53514127008 | 22 | LB | 23.5 | 9.5 | 20.5 | 24 months | NO
10-1124 | Control,Dup/200/230/460V/3Ph/4X/6-10A/Ext Opt | Control,Dup/200/230/460V/3Ph/4X/6-10A/Ext Opt | https://www.zoellerpumps.com/en-us/products/alarms/controls/duplex-alternator | EA | 2964 |  | 53514127022 | 22 | LB | 23.5 | 9.5 | 20.5 | 24 months | NO
10-1125 | Control,Dup/200/230/460V/3Ph/4X/9-14.0Fla/Ext Opt | Control,Dup/200/230/460V/3Ph/4X/9-14.0Fla/Ext Opt | https://www.zoellerpumps.com/en-us/products/alarms/controls/duplex-alternator | EA | 3048 |  | 53514127039 | 22 | LB | 23 | 10 | 21 | 24 months | NO
10-1126 | Control,Dup/200/230/460V/3Ph/4X/13-18A/Ext Opt | Control,Dup/200/230/460V/3Ph/4X/13-18A/Ext Opt | https://www.zoellerpumps.com/en-us/products/alarms/controls/duplex-alternator | EA | 3048 |  | 53514127046 | 22 | LB | 23 | 10 | 21 | 24 months | NO
10-1128 | Control,Dup/200/230/460V/3Ph/4X/17-22A/Ext Opt | Control,Dup/200/230/460V/3Ph/4X/17-22A/Ext Opt | https://www.zoellerpumps.com/en-us/products/alarms/controls/duplex-alternator | EA | 3078 |  | 53514127060 | 22 | LB | 23.5 | 9.5 | 20.5 | 24 months | NO
10-1129 | Control,Dup/200/230/460V/3Ph/4X/20-25A/Ext Opt | Control,Dup/200/230/460V/3Ph/4X/20-25A/Ext Opt | https://www.zoellerpumps.com/en-us/products/alarms/controls/duplex-alternator | EA | 3100 |  | 53514127077 | 22 | LB | 23.5 | 9.5 | 20.5 | 24 months | NO
10-1130 | Control,Sim/575V/3Ph/4X/1.0-1.6FLA/Ext Opt | Control,Sim/575V/3Ph/4X/1.0-1.6FLA/Ext Opt | https://www.zoellerpumps.com/en-us/products/alarms/controls/simplex-panels | EA | 1432 |  | 53514127893 | 22 | LB | 21.5 | 10 | 19.5 | 24 months | NO
10-1132 | Control,Sim/575V/3Ph/4X/1.6-2.5FLA/Ext Opt | Control,Sim/575V/3Ph/4X/1.6-2.5FLA/Ext Opt | https://www.zoellerpumps.com/en-us/products/alarms/controls/simplex-panels | EA | 1432 |  | 53514127916 | 17 | LB | 21.5 | 10 | 19.5 | 24 months | NO
10-1134 | Control,Sim/575V/3Ph/4X/2.5-4.0FLA/Ext Opt | Control,Sim/575V/3Ph/4X/2.5-4.0FLA/Ext Opt | https://www.zoellerpumps.com/en-us/products/alarms/controls/simplex-panels | EA | 1432 |  | 53514127930 | 17 | LB | 21.5 | 10 | 19.5 | 24 months | NO
10-1136 | Control,Sim/575V/3Ph/4X/4.0-6.3A/Ext Opt | Control,Sim/575V/3Ph/4X/4.0-6.3A/Ext Opt | https://www.zoellerpumps.com/en-us/products/alarms/controls/simplex-panels | EA | 1654 |  | 53514127954 | 17 | LB | 21.5 | 10 | 19.5 | 24 months | NO
10-1138 | Control,Sim/575V/3Ph/4X/6.0-10.0FLA/Ext Opt | Control,Sim/575V/3Ph/4X/6.0-10.0FLA/Ext Opt | https://www.zoellerpumps.com/en-us/products/alarms/controls/simplex-panels | EA | 1523 |  | 53514127978 | 17 | LB | 21.5 | 10 | 19.5 | 24 months | NO
10-1139 | Control,Sim/575V/3Ph/4X/9.0-14.0FLA/Ext Opt | Control,Sim/575V/3Ph/4X/9.0-14.0FLA/Ext Opt | https://www.zoellerpumps.com/en-us/products/alarms/controls/simplex-panels | EA | 1492 |  | 53514127985 | 17 | LB | 21.5 | 10 | 19.5 | 24 months | NO
10-1146 | Control,Sim/575V/3Ph/4X/4.0-6.3FLA/Ext Opt | Control,Sim/575V/3Ph/4X/4.0-6.3FLA/Ext Opt | https://www.zoellerpumps.com/en-us/products/alarms/controls/simplex-panels | EA | 1811 |  | 53514128050 | 18 | LB | 21.5 | 10 | 19.5 | 24 months | NO
10-1148 | Control,Sim/575V/3Ph/4X/6.0-10.0FLA/Ext Opt | Control,Sim/575V/3Ph/4X/6.0-10.0FLA/Ext Opt | https://www.zoellerpumps.com/en-us/products/alarms/controls/simplex-panels | EA | 1811 |  | 53514128074 | 18 | LB | 21.5 | 10 | 19.5 | 24 months | NO
10-1149 | Control,Sim/575V/3Ph/4X/9.0-14.0FLA/Ext Opt | Control,Sim/575V/3Ph/4X/9.0-14.0FLA/Ext Opt | https://www.zoellerpumps.com/en-us/products/alarms/controls/simplex-panels | EA | 1811 |  | 53514128081 | 18 | LB | 21.5 | 10 | 19.5 | 24 months | NO
10-1150 | Control,Sim/575V/3Ph/4X/13.0-18.0FLA/Ext Opt | Control,Sim/575V/3Ph/4X/13.0-18.0FLA/Ext Opt | https://www.zoellerpumps.com/en-us/products/alarms/controls/simplex-panels | EA | 1883 |  | 53514128098 | 18 | LB | 21.5 | 10 | 19.5 | 24 months | NO
10-1152 | Control,Dup/575V/3Ph/4X/1.0-1.6FLA/Ext Opt | Control,Dup/575V/3Ph/4X/1.0-1.6FLA/Ext Opt | https://www.zoellerpumps.com/en-us/products/alarms/controls/duplex-alternator | EA | 2170 |  | 53514128111 | 20 | LB | 31.5 | 16.5 | 23.5 | 24 months | NO
10-1154 | Control,Dup/575V/3Ph/4X/1.6-2.5FLA/Ext Opt | Control,Dup/575V/3Ph/4X/1.6-2.5FLA/Ext Opt | https://www.zoellerpumps.com/en-us/products/alarms/controls/duplex-alternator | EA | 2170 |  | 53514128135 | 20 | LB | 31.5 | 16.5 | 23.5 | 24 months | NO
10-1156 | Control,Dup/575V/3Ph/4X/2.5-4.0FLA/Ext Opt | Control,Dup/575V/3Ph/4X/2.5-4.0FLA/Ext Opt | https://www.zoellerpumps.com/en-us/products/alarms/controls/duplex-alternator | EA | 2213 |  | 53514128159 | 20 | LB | 31.5 | 16.5 | 23.5 | 24 months | NO
10-1158 | Control,Dup/575V/3Ph/4X/4.0-6.3FLA/Ext Opt | Control,Dup/575V/3Ph/4X/4.0-6.3FLA/Ext Opt | https://www.zoellerpumps.com/en-us/products/alarms/controls/duplex-alternator | EA | 2040 |  | 53514128173 | 20 | LB | 31.5 | 16.5 | 23.5 | 24 months | NO
10-1160 | Control,Dup/575V/3Ph/4X/6.0-10.0FLA/Ext Opt | Control,Dup/575V/3Ph/4X/6.0-10.0FLA/Ext Opt | https://www.zoellerpumps.com/en-us/products/alarms/controls/duplex-alternator | EA | 2040 |  | 53514128197 | 20 | LB | 31.5 | 16.5 | 23.5 | 24 months | NO
10-1161 | Control,Dup/575V/3Ph/4X/9.0-14.0FLA/Ext Opt | Control,Dup/575V/3Ph/4X/9.0-14.0FLA/Ext Opt | https://www.zoellerpumps.com/en-us/products/alarms/controls/duplex-alternator | EA | 2121 |  | 53514128203 | 20 | LB | 31.5 | 16.5 | 23.5 | 24 months | NO
10-1168 | Control,Dup/575V/3Ph/4X/4.0-6.3FLA/Ext Opt | Control,Dup/575V/3Ph/4X/4.0-6.3FLA/Ext Opt | https://www.zoellerpumps.com/en-us/products/alarms/controls/duplex-alternator | EA | 2884 |  | 53514128272 | 22 | LB | 31.5 | 16.5 | 23.5 | 24 months | NO
10-1170 | Control,Dup/575V/3Ph/4X/6.0-10.0FLA/Ext Opt | Control,Dup/575V/3Ph/4X/6.0-10.0FLA/Ext Opt | https://www.zoellerpumps.com/en-us/products/alarms/controls/duplex-alternator | EA | 2753 |  | 53514128296 | 22 | LB | 31.5 | 16.5 | 23.5 | 24 months | NO
10-1171 | Control,Dup/575V/3Ph/4X/9.0-14.0FLA/Ext Opt | Control,Dup/575V/3Ph/4X/9.0-14.0FLA/Ext Opt | https://www.zoellerpumps.com/en-us/products/alarms/controls/duplex-alternator | EA | 2832 |  | 53514128302 | 22 | LB | 31.5 | 16.5 | 23.5 | 24 months | NO
10-1172 | Control,Dup/575V/3Ph/4X/13.0-18.0FLA/Ext Opt | Control,Dup/575V/3Ph/4X/13.0-18.0FLA/Ext Opt | https://www.zoellerpumps.com/en-us/products/alarms/controls/duplex-alternator | EA | 2832 |  | 53514128319 | 22 | LB | 31.5 | 16.5 | 23.5 | 24 months | NO
10-1174 | Control,Sim/208-240-480V/3Ph/4X/24-32A/Ext Opt | Control,Sim/208-240-480V/3Ph/4X/24-32A/Ext Opt | https://www.zoellerpumps.com/en-us/products/alarms/controls/simplex-panels | EA | 1832 |  | 53514128364 | 19 | LB | 19 | 10 | 22 | 24 months | NO
10-1175 | Control,Sim/208-240-480V/3Ph/4X/30-40A/Ext Opt | Control,Sim/208-240-480V/3Ph/4X/30-40A/Ext Opt | https://www.zoellerpumps.com/en-us/products/alarms/controls/simplex-panels | EA | 2267 |  | 53514128371 | 20 | LB | 12 | 6 | 14 | 24 months | NO
10-1177 | Control,Sim/208-240-480V/3Ph/4X/24-32A/SL & TCO | Control,Sim/208-240-480V/3Ph/4X/24-32A/SL & TCO | https://www.zoellerpumps.com/en-us/products/alarms/controls/simplex-panels | EA | 2213 |  | 53514128395 | 20 | LB | 19 | 10 | 22 | 24 months | NO
10-1178 | Control,Sim/208-240-480V/3Ph/4X/30-40A/SL & TCO | Control,Sim/208-240-480V/3Ph/4X/30-40A/SL & TCO | https://www.zoellerpumps.com/en-us/products/alarms/controls/simplex-panels | EA | 2562 |  | 53514128401 | 21 | LB | 12 | 6 | 14 | 24 months | NO
10-1180 | Control,Sim/208/240/480V/3Ph/4X/48.0-65.0FLA/Ext Op | Control,Sim/208/240/480V/3Ph/4X/48.0-65.0FLA/Ext Op | https://www.zoellerpumps.com/en-us/products/alarms/controls/simplex-panels | EA | 2728 |  | 53514128425 | 30 | LB | 24 | 16 | 32 | 24 months | NO
10-1183 | Control,Dup/208-240-480V/3Ph/4X/24-32A/Ext Opt | Control,Dup/208-240-480V/3Ph/4X/24-32A/Ext Opt | https://www.zoellerpumps.com/en-us/products/alarms/controls/duplex-alternator | EA | 2799 |  | 53514127817 | 23 | LB | 19 | 10 | 22 | 24 months | NO
10-1184 | Control,Dup/208-240-480V/3Ph/4X/30-40A/Ext Opt | Control,Dup/208-240-480V/3Ph/4X/30-40A/Ext Opt | https://www.zoellerpumps.com/en-us/products/alarms/controls/duplex-alternator | EA | 3681 |  | 53514128456 | 30 | LB | 24 | 16 | 32 | 24 months | NO
10-1186 | Control,Dup/208-240-480V/3Ph/4X/24-32A/SL & TCO | Control,Dup/208-240-480V/3Ph/4X/24-32A/SL & TCO | https://www.zoellerpumps.com/en-us/products/alarms/controls/duplex-alternator | EA | 3340 |  | 53514128470 | 30 | LB | 14 | 6 | 16 | 24 months | NO
10-1187 | Control,Dup/208-240-480V/3Ph/4X/30-40A/SL & TCO | Control,Dup/208-240-480V/3Ph/4X/30-40A/SL & TCO | https://www.zoellerpumps.com/en-us/products/alarms/controls/duplex-alternator | EA | 4402 |  | 53514128487 | 30 | LB | 20 | 10 | 28 | 24 months | NO
10-1189 | Control,Dup/208/240/480V/3Ph/4X/48.0-65.0FLA/Ext Opt | Control,Dup/208/240/480V/3Ph/4X/48.0-65.0FLA/Ext Opt | https://www.zoellerpumps.com/en-us/products/alarms/controls/duplex-alternator | EA | 5382 |  | 53514128500 | 95 | LB | 36.5 | 15.5 | 30.5 | 24 months | NO
10-1195 | Kit,J-Box Asm/E-One Grinder | Kit,J-Box Asm/E-One Grinder | #REF! | EA | 259 |  | 53514124762 | 1 | LB | 7.25 | 5 | 5.5 | 18 Months | NO
10-1196 | Kit,Discharge Asm/E-One Grinder | Kit,Discharge Asm/E-One Grinder | #REF! | EA | 384 |  | 53514124779 | 2 | LB | 7.25 | 5 | 5.5 | 18 Months | NO
10-1201 | Control,Sim/115/200/230V/1P/4X/20-30Fla/Ext Opt | Control,Sim/115/200/230V/1P/4X/20-30Fla/Ext Opt | https://www.zoellerpumps.com/en-us/products/alarms/controls/simplex-panels | EA | 1039 |  | 53514125585 | 16 | LB | 18 | 7.5 | 15 | 24 months | NO
10-1212 | Control,Sim/115/208/230V/1Ph/4X/7-15Fla/815/Ext Opt | Control,Sim/115/208/230V/1Ph/4X/7-15Fla/815/Ext Opt | https://www.zoellerpumps.com/en-us/products/alarms/controls/simplex-panels | EA | 658 |  | 53514128814 | 13 | LB | 18 | 7.5 | 15 | 24 months | NO
10-1218 | Control,Sim/200/230/460V/3Ph/4X/Is/4.0-6.3F/Ext. Opt | Control,Sim/200/230/460V/3Ph/4X/Is/4.0-6.3F/Ext. Opt | https://www.zoellerpumps.com/en-us/products/alarms/controls/simplex-panels | EA | 3086 |  | 53514129033 | 25 | LB | 21.5 | 10 | 19.5 | 24 months | NO
10-1219 | Control,Sim/200/230/460V/3Ph/Is/4X/2.5-4.0A/Ext. Opt | Control,Sim/200/230/460V/3Ph/Is/4X/2.5-4.0A/Ext. Opt | https://www.zoellerpumps.com/en-us/products/alarms/controls/simplex-panels | EA | 2938 |  | 53514129040 | 25 | LB | 22 | 10 | 19 | 24 months | NO
10-1222 | Control,Sim/200/230/460V/3Ph/4X/Is/6-10A/Ext Opt | Control,Sim/200/230/460V/3Ph/4X/Is/6-10A/Ext Opt | https://www.zoellerpumps.com/en-us/products/alarms/controls/simplex-panels | EA | 2946 |  | 53514129071 | 25 | LB | 22 | 10 | 19 | 24 months | NO
10-1224 | Control,Dup/200/230/460V/3Ph/4X/Is/4.0-6.3A/Ext. Opt | Control,Dup/200/230/460V/3Ph/4X/Is/4.0-6.3A/Ext. Opt | https://www.zoellerpumps.com/en-us/products/alarms/controls/duplex-alternator | EA | 4159 |  | 53514129095 | 28 | LB | 21 | 9.5 | 17.5 | 24 months | NO
10-1225 | Control,Dup/200/230/460V/3Ph/4X/Is/2.5-4.0A/Ext. Opt | Control,Dup/200/230/460V/3Ph/4X/Is/2.5-4.0A/Ext. Opt | https://www.zoellerpumps.com/en-us/products/alarms/controls/duplex-alternator | EA | 4159 |  | 53514129101 | 28 | LB | 23.5 | 9.5 | 20.5 | 24 months | NO
10-1228 | Control,Dup/200/230/460V/3Ph/4X/Is/6-10A/Ext Opt | Control,Dup/200/230/460V/3Ph/4X/Is/6-10A/Ext Opt | https://www.zoellerpumps.com/en-us/products/alarms/controls/duplex-alternator | EA | 4018 |  | 53514129149 | 28 | LB | 23.5 | 9.5 | 20.5 | 24 months | NO
10-1229 | Control,Sim/200/230/460V/3Ph/4X/Is/9-14.0A/Ext. Opt | Control,Sim/200/230/460V/3Ph/4X/Is/9-14.0A/Ext. Opt | https://www.zoellerpumps.com/en-us/products/alarms/controls/duplex-alternator | EA | 2986 |  | 53514129156 | 25 | LB | 23.5 | 10 | 21 | 24 months | NO
10-1231 | Control,Dup/200/230/460V/3Ph/4X/Is/9-14.0A/Ext. Opt | Control,Dup/200/230/460V/3Ph/4X/Is/9-14.0A/Ext. Opt | https://www.zoellerpumps.com/en-us/products/alarms/controls/duplex-alternator | EA | 4029 |  | 53514129170 | 28 | LB | 23.5 | 9.5 | 20.5 | 24 months | NO
10-1232 | Control,Dup/200/230/460V/3Ph/4X/Is/13-18FLA/Ext. Opt | Control,Dup/200/230/460V/3Ph/4X/Is/13-18FLA/Ext. Opt | https://www.zoellerpumps.com/en-us/products/alarms/controls/duplex-alternator | EA | 3977 |  | 53514129187 | 28 | LB | 23.5 | 9.5 | 20.5 | 24 months | NO
10-1233 | Control,Dup/115/200/230V/1P/4X/Is/15-20A/Ext Opt | Control,Dup/115/200/230V/1P/4X/Is/15-20A/Ext Opt | https://www.zoellerpumps.com/en-us/products/alarms/controls/duplex-alternator | EA | 3432 |  | 53514129200 | 28 | LB | 23.5 | 10 | 21 | 24 months | NO
10-1235 | Control,Dup/115/200/230V1Ph/4X/Is/20-30FLA/Ext. Opt | Control,Dup/115/200/230V1Ph/4X/Is/20-30FLA/Ext. Opt | https://www.zoellerpumps.com/en-us/products/alarms/controls/duplex-alternator | EA | 3369 |  | 53514129224 | 28 | LB | 23.5 | 10 | 21 | 24 months | NO
10-1239 | Control,Dup/200/230/460V/3P/4X/Is/17-23A/Ext Opt | Control,Dup/200/230/460V/3P/4X/Is/17-23A/Ext Opt | https://www.zoellerpumps.com/en-us/products/alarms/controls/duplex-alternator | EA | 4335 |  | 53514129262 | 28 | LB | 23.5 | 9.5 | 20.5 | 24 months | NO
10-1241 | Control,Sim/120/208/240V1Ph/4X/Is/0-7.0A/Ext Opt | Control,Sim/120/208/240V1Ph/4X/Is/0-7.0A/Ext Opt | https://www.zoellerpumps.com/en-us/products/alarms/controls/simplex-panels | EA | 2255 |  | 53514129286 | 26 | LB | 23.5 | 10 | 21 | 24 months | NO
10-1242 | Control,Sim/120/208/240V1Ph/4X/Is/7-15A/Ext Opt | Control,Sim/120/208/240V1Ph/4X/Is/7-15A/Ext Opt | https://www.zoellerpumps.com/en-us/products/alarms/controls/simplex-panels | EA | 2255 |  | 53514129293 | 26 | LB | 23.5 | 10 | 21 | 24 months | NO
10-1244 | Control,Sim/200/230/460V/3Ph/4X/IS/1.6-2.5A/Ext. Opt | Control,Sim/200/230/460V/3Ph/4X/IS/1.6-2.5A/Ext. Opt | https://www.zoellerpumps.com/en-us/products/alarms/controls/simplex-panels | EA | 2759 |  | 53514129316 | 25 | LB | 23.5 | 10 | 21 | 24 months | NO
10-1247 | Control,Sim/575V/3Ph/4X/Is/1.0-1.6FLA/Ext Opt | Control,Sim/575V/3Ph/4X/Is/1.0-1.6FLA/Ext Opt | https://www.zoellerpumps.com/en-us/products/alarms/controls/simplex-panels | EA | 2904 |  | 53514129347 | 28 | LB | 21.5 | 10 | 19.5 | 24 months | NO
10-1248 | Control,Sim/575V/3Ph/4X/Is/1.6-2.5FLA/Ext Opt | Control,Sim/575V/3Ph/4X/Is/1.6-2.5FLA/Ext Opt | https://www.zoellerpumps.com/en-us/products/alarms/controls/simplex-panels | EA | 2805 |  | 53514129354 | 25 | LB | 21.5 | 10 | 19.5 | 24 months | NO
10-1250 | Control,Sim/575V/3Ph/4X/Is/2.5-4.0FLA/Ext Opt | Control,Sim/575V/3Ph/4X/Is/2.5-4.0FLA/Ext Opt | https://www.zoellerpumps.com/en-us/products/alarms/controls/simplex-panels | EA | 2904 |  | 53514129378 | 25 | LB | 23.5 | 10 | 21 | 24 months | NO
10-1252 | Control,Sim/575V/3Ph/4X/Is/4.0-6.3FLA/Ext Opt | Control,Sim/575V/3Ph/4X/Is/4.0-6.3FLA/Ext Opt | https://www.zoellerpumps.com/en-us/products/alarms/controls/simplex-panels | EA | 3561 |  | 53514129392 | 25 | LB | 21.5 | 10 | 19.5 | 24 months | NO
10-1253 | Control,Dup/575V/3Ph/4X/Is/1.0-1.6FLA/Ext Opt | Control,Dup/575V/3Ph/4X/Is/1.0-1.6FLA/Ext Opt | https://www.zoellerpumps.com/en-us/products/alarms/controls/duplex-alternator | EA | 3734 |  | 53514129408 | 28 | LB | 31.5 | 16.5 | 23.5 | 24 months | NO
10-1256 | Control,Dup/575V/3Ph/4X/Is/2.5-4.0FLA/Ext Opt | Control,Dup/575V/3Ph/4X/Is/2.5-4.0FLA/Ext Opt | https://www.zoellerpumps.com/en-us/products/alarms/controls/duplex-alternator | EA | 3688 |  | 53514129439 | 28 | LB | 23.5 | 10 | 21 | 24 months | NO
10-1258 | Control,Dup/575V/3Ph/4X/Is/4.0-6.3FLA/Ext Opt | Control,Dup/575V/3Ph/4X/Is/4.0-6.3FLA/Ext Opt | https://www.zoellerpumps.com/en-us/products/alarms/controls/duplex-alternator | EA | 4674 |  | 53514129453 | 28 | LB | 31.5 | 16.5 | 23.5 | 24 months | NO
10-1260 | Control,Sim/200/230/460/3P/4X/Is/4.0-6.3A/Ext Opt | Control,Sim/200/230/460/3P/4X/Is/4.0-6.3A/Ext Opt | https://www.zoellerpumps.com/en-us/products/alarms/controls/simplex-panels | EA | 3395 |  | 53514129514 | 26 | LB | 21.5 | 10 | 19.5 | 24 months | NO
10-1262 | Control,Sim/200/230/460/3Ph/4X/Is/2.5-4A/Ext Opt | Control,Sim/200/230/460/3Ph/4X/Is/2.5-4A/Ext Opt | https://www.zoellerpumps.com/en-us/products/alarms/controls/simplex-panels | EA | 3595 |  | 53514129538 | 26 | LB | 21.5 | 10 | 19.5 | 24 months | NO
10-1264 | Control,Sim/200/230/460V/3P/4X/Is/6-10A/Ext Opt | Control,Sim/200/230/460V/3P/4X/Is/6-10A/Ext Opt | https://www.zoellerpumps.com/en-us/products/alarms/controls/simplex-panels | EA | 3680 |  | 53514129552 | 26 | LB | 21.5 | 10 | 19.5 | 24 months | NO
10-1266 | Control,Dup/200/230/460/3P/4X/Is/4.0-6.3A/Ext Opt | Control,Dup/200/230/460/3P/4X/Is/4.0-6.3A/Ext Opt | https://www.zoellerpumps.com/en-us/products/alarms/controls/duplex-alternator | EA | 5252 |  | 53514129712 | 29 | LB | 23.5 | 9.5 | 20.5 | 24 months | NO
10-1268 | Control,Dup/200/230/460/3P/4X/Is/2.5-4A/Ext Opt | Control,Dup/200/230/460/3P/4X/Is/2.5-4A/Ext Opt | https://www.zoellerpumps.com/en-us/products/alarms/controls/duplex-alternator | EA | 4943 |  | 53514129736 | 29 | LB | 23.5 | 9.5 | 20.5 | 24 months | NO
10-1270 | Control,Dup/200/230/460/3P/4X/Is/6-10FLA/Ext Opt | Control,Dup/200/230/460/3P/4X/Is/6-10FLA/Ext Opt | https://www.zoellerpumps.com/en-us/products/alarms/controls/duplex-alternator | EA | 4943 |  | 53514129750 | 29 | LB | 23.5 | 9.5 | 20.5 | 24 months | NO
10-1271 | Control,Sim/200/230/460/3P/4X/Is/9-14.0A/Ext Opt | Control,Sim/200/230/460/3P/4X/Is/9-14.0A/Ext Opt | https://www.zoellerpumps.com/en-us/products/alarms/controls/simplex-panels | EA | 3360 |  | 53514129767 | 26 | LB | 21.5 | 10 | 19.5 | 24 months | NO
10-1272 | Control,Sim/200/230/460V/3P/4X/Is/13-18A/Ext Opt | Control,Sim/200/230/460V/3P/4X/Is/13-18A/Ext Opt | https://www.zoellerpumps.com/en-us/products/alarms/controls/simplex-panels | EA | 3360 |  | 53514129774 | 26 | LB | 21.5 | 10 | 19.5 | 24 months | NO
10-1273 | Control,Dup/200/230/460/3P/4X/Is/9-14.0A/Ext Opt | Control,Dup/200/230/460/3P/4X/Is/9-14.0A/Ext Opt | https://www.zoellerpumps.com/en-us/products/alarms/controls/duplex-alternator | EA | 5165 |  | 53514129781 | 29 | LB | 23.5 | 9.5 | 20.5 | 24 months | NO
10-1274 | Control,Dup/200/230/460/3P/4X/Is/13-18A/Ext Opt | Control,Dup/200/230/460/3P/4X/Is/13-18A/Ext Opt | https://www.zoellerpumps.com/en-us/products/alarms/controls/duplex-alternator | EA | 5346 |  | 53514129798 | 29 | LB | 23.5 | 9.5 | 20.5 | 24 months | NO
10-1277 | Control,Sim/120/208/240V1Ph/4X/Is/0-7FLA/Ext Opt | Control,Sim/120/208/240V1Ph/4X/Is/0-7FLA/Ext Opt | https://www.zoellerpumps.com/en-us/products/alarms/controls/simplex-panels | EA | 2698 |  | 53514129835 | 27 | LB | 18 | 7.5 | 15 | 24 months | NO
10-1278 | Control,Sim/120/208/240V1Ph/4X/Is/7-15A/Ext Opt | Control,Sim/120/208/240V1Ph/4X/Is/7-15A/Ext Opt | https://www.zoellerpumps.com/en-us/products/alarms/controls/simplex-panels | EA | 2698 |  | 53514129842 | 27 | LB | 18 | 7.5 | 15 | 24 months | NO
10-1279 | Control,Dup/120/208/240V1Ph/4X/Is/0-7FLA/Ext Opt | Control,Dup/120/208/240V1Ph/4X/Is/0-7FLA/Ext Opt | https://www.zoellerpumps.com/en-us/products/alarms/controls/duplex-alternator | EA | 5294 |  | 53514129859 | 28 | FL | 23.5 | 10 | 21 | 24 months | NO
10-1280 | Control,Dup/120/208/240V/1Ph/4X/Is/7-15A/Ext Opt | Control,Dup/120/208/240V/1Ph/4X/Is/7-15A/Ext Opt | https://www.zoellerpumps.com/en-us/products/alarms/controls/duplex-alternator | EA | 4871 |  | 53514129866 | 28 | LB | 23.5 | 10 | 21 | 24 months | NO
10-1282 | Control,Sim/200/230/460/3P/4X/Is/1.6-2.5A/Ext Opt | Control,Sim/200/230/460/3P/4X/Is/1.6-2.5A/Ext Opt | https://www.zoellerpumps.com/en-us/products/alarms/controls/simplex-panels | EA | 3325 |  | 53514129880 | 26 | LB | 21.5 | 10 | 19.5 | 24 months | NO
10-1284 | Control,Dup/200/230/460/3P/4X/Is/1.6-2.5A/Ext Opt | Control,Dup/200/230/460/3P/4X/Is/1.6-2.5A/Ext Opt | https://www.zoellerpumps.com/en-us/products/alarms/controls/duplex-alternator | EA | 4859 |  | 53514129903 | 29 | LB | 23.5 | 9.5 | 20.5 | 24 months | NO
10-1286 | Control,Sim/575V/3Ph/4X/Is/2.5-4.0FLA/Ext Opt | Control,Sim/575V/3Ph/4X/Is/2.5-4.0FLA/Ext Opt | https://www.zoellerpumps.com/en-us/products/alarms/controls/simplex-panels | EA | 3297 |  | 53514129927 | 26 | LB | 21.5 | 10 | 19.5 | 24 months | NO
10-1288 | Control,Sim/575V/3Ph/4X/Is/4.0-6.3FLA/Ext Opt | Control,Sim/575V/3Ph/4X/Is/4.0-6.3FLA/Ext Opt | https://www.zoellerpumps.com/en-us/products/alarms/controls/simplex-panels | EA | 3297 |  | 53514129941 | 26 | LB | 21.5 | 10 | 19.5 | 24 months | NO
10-1290 | Control,Dup/575V/3Ph/4X/Is/2.5-4.0FLA/Ext Opt | Control,Dup/575V/3Ph/4X/Is/2.5-4.0FLA/Ext Opt | https://www.zoellerpumps.com/en-us/products/alarms/controls/duplex-alternator | EA | 4881 |  | 53514129965 | 29 | LB | 31.5 | 16.5 | 23.5 | 24 months | NO
10-1292 | Control,Dup/575V/3Ph/4X/Is/4.0-6.3FLA/Ext Opt | Control,Dup/575V/3Ph/4X/Is/4.0-6.3FLA/Ext Opt | https://www.zoellerpumps.com/en-us/products/alarms/controls/duplex-alternator | EA | 4881 |  | 53514129989 | 29 | LB | 31.5 | 16.5 | 23.5 | 24 months | NO
10-1294 | Control,Sim/120/208/240V/1Ph/4X/Is/15-20FLA/Ext. Opt | Control,Sim/120/208/240V/1Ph/4X/Is/15-20FLA/Ext. Opt | https://www.zoellerpumps.com/en-us/products/alarms/controls/simplex-panels | EA | 2255 |  | 53514129460 | 26 | LB | 23.5 | 10 | 21 | 24 months | NO
10-1295 | Control,Sim/120/208/240V/1Ph/4X/Is/20-30FLA/Ext. Opt | Control,Sim/120/208/240V/1Ph/4X/Is/20-30FLA/Ext. Opt | https://www.zoellerpumps.com/en-us/products/alarms/controls/simplex-panels | EA | 2210 |  | 53514129477 | 26 | LB | 23.5 | 10 | 21 | 24 months | NO
10-1296 | Control,Dup/120/208/230V1Ph/4X/Is/0-7.0FLA/Ext Opt | Control,Dup/120/208/230V1Ph/4X/Is/0-7.0FLA/Ext Opt | https://www.zoellerpumps.com/en-us/products/alarms/controls/duplex-alternator | EA | 3429 |  | 53514129484 | 28 | LB | 23.5 | 10 | 21 | 24 months | NO
10-1297 | Control,Dup/120/208/230V/1Ph/4X/Is/7-15FLA/Ext. Opt | Control,Dup/120/208/230V/1Ph/4X/Is/7-15FLA/Ext. Opt | https://www.zoellerpumps.com/en-us/products/alarms/controls/duplex-alternator | EA | 3401 |  | 53514129491 | 28 | LB | 23.5 | 10 | 21 | 24 months | NO
10-1300 | Control,Sim/120/208/240V/1Ph/4X/Is/15-20A/Ext Opt | Control,Sim/120/208/240V/1Ph/4X/Is/15-20A/Ext Opt | https://www.zoellerpumps.com/en-us/products/alarms/controls/simplex-panels | EA | 2784 |  | 53514129996 | 27 | LB | 18 | 7.5 | 15 | 24 months | NO
10-1301 | Control,Sim/120/208/230V/1Ph/4X/Is/20-30A/Ext Opt | Control,Sim/120/208/230V/1Ph/4X/Is/20-30A/Ext Opt | https://www.zoellerpumps.com/en-us/products/alarms/controls/simplex-panels | EA | 2622 |  | 53514130015 | 27 | LB | 18 | 7.5 | 15 | 24 months | NO
10-1302 | Control,Dup/120/208/230V/1P/4X/Is/15-20A/Ext Opt | Control,Dup/120/208/230V/1P/4X/Is/15-20A/Ext Opt | https://www.zoellerpumps.com/en-us/products/alarms/controls/duplex-alternator | EA | 4644 |  | 53514130022 | 28 | LB | 23.5 | 10 | 21 | 24 months | NO
10-1303 | Control,Dup/102/208/230V/1P/4X/Is/20-30A/Ext Opt | Control,Dup/102/208/230V/1P/4X/Is/20-30A/Ext Opt | https://www.zoellerpumps.com/en-us/products/alarms/controls/duplex-alternator | EA | 4451 |  | 53514130039 | 28 | LB | 22 | 9.5 | 19 | 24 months | NO
10-1305 | Flange Pkg Asm 2"NPT | Flange Pkg Asm 2"NPT | #REF! | EA | 53 |  | 53514128593 | 3 | LB | 10 | 6 | 8 | 18 Months | NO
10-1306 | Flange Pkg Asm 3"NPT | Flange Pkg Asm 3"NPT | #REF! | EA | 53 |  | 53514128609 | 3 | LB | 10 | 6 | 8 | 18 Months | NO
10-1307 | Control,Sim/230V/1Ph/4X/23-32A/6111/Ext Opt | Control,Sim/230V/1Ph/4X/23-32A/6111/Ext Opt | https://www.zoellerpumps.com/en-us/products/alarms/controls/simplex-panels | EA | 1584 |  | 53514130626 | 27 | LB | 21.5 | 10 | 19.5 | 24 months | NO
10-1308 | Control,Dup/230V/1Ph/4X/23-32A/6111/Ext Opt | Control,Dup/230V/1Ph/4X/23-32A/6111/Ext Opt | #REF! | EA | 2656 |  | 53514130633 | 45 | LB | 31.5 | 16.5 | 23.5 | 24 months | NO
10-1309 | Control,Sim/230V/1Ph/4X/23-32FLA/7110/Ext Opt | Control,Sim/230V/1Ph/4X/23-32FLA/7110/Ext Opt | https://www.zoellerpumps.com/en-us/products/alarms/controls/simplex-panels | EA | 2005 |  | 53514130640 | 27 | LB | 21.5 | 10 | 19.5 | 24 months | NO
10-1310 | Control,Dup/230V/1Ph/4X/23-32FLA/7110/Ext Opt | Control,Dup/230V/1Ph/4X/23-32FLA/7110/Ext Opt | https://www.zoellerpumps.com/en-us/products/alarms/controls/duplex-alternator | EA | 3567 |  | 53514130657 | 35 | LB | 24 | 16 | 32.5 | 24 months | NO
10-1355 | Control,Sim/115/200/230V/1Ph/4X/0-20FLA/Ext Opt | Control,Sim/115/200/230V/1Ph/4X/0-20FLA/Ext Opt | https://www.zoellerpumps.com/en-us/products/alarms/controls/simplex-panels | EA | 1070 |  | 53514134297 | 14 | LB | 18 | 7.5 | 15 | 18 Months | NO
10-1359 | Qwik Box W-Alarm/120/Indoor/Filter Sys/W/10-0623 | Qwik Box W-Alarm/120/Indoor/Filter Sys/W/10-0623 | #REF! | EA | 642 |  | 53514134327 | 7 | LB | 12.5 | 8 | 11 | 18 Months | NO
10-1366 | Weight Asm,Float/(3) Weights & Brackets | Weight Asm,Float/(3) Weights & Brackets | #REF! | EA | 217 |  | 53514134938 | 6.5 | LB | 7.25 | 5 | 5.5 | 18 Months | NO
10-1367 | Weight Asm,Float/(4) Weights & Brackets | Weight Asm,Float/(4) Weights & Brackets | #REF! | EA | 273 |  | 53514134945 | 8.5 | LB | 7.25 | 5 | 5.5 | 18 Months | NO
10-1383 | Control,Sim/115V/HH Filter System/No Floats | Control,Sim/115V/HH Filter System/No Floats | https://www.zoellerpumps.com/en-us/products/alarms/controls/simplex-panels | EA | 1197 |  | 53514136864 | 10 | LB | 18 | 7.5 | 15 | 24 months | NO
10-1389 | Control,Sim/115/200/230V/1P/4X/7-15A/Alm/Ext Opt | Control,Sim/115/200/230V/1P/4X/7-15A/Alm/Ext Opt | #REF! | EA | 911 |  | 53514137236 | 16 | LB | 18 | 7.5 | 15 | 24 months | NO
10-1398 | J-Box,4X4X4/.75"Hub/(4) Sm Cd Seals/(1)Plug | J-Box,4X4X4/.75"Hub/(4) Sm Cd Seals/(1)Plug | #REF! | EA | 116 |  | 53514139490 | 1.5 | LB | 7.75 | 6.75 | 7.75 | 18 Months | NO
10-1399 | J-Box,4X4X4/1.5"H/(4)Sm Cd Seals/(1) Sm Plug/Pvc | J-Box,4X4X4/1.5"H/(4)Sm Cd Seals/(1) Sm Plug/Pvc | #REF! | EA | 125 |  | 53514139506 | 1.5 | LB | 7.75 | 6.75 | 7.75 | 18 Months | NO
10-1401 | J-Box,6X6X4/1"Hub/(5)Sm Cd Seals/(1)Plug | J-Box,6X6X4/1"Hub/(5)Sm Cd Seals/(1)Plug | #REF! | EA | 150 |  | 53514139520 | 4.25 | LB | 11 | 6 | 10.25 | 18 Months | NO
10-1402 | J-Box,6X6X4/1.5"H/(4) Sm Cd Seals/(1) Plug/Pvc | J-Box,6X6X4/1.5"H/(4) Sm Cd Seals/(1) Plug/Pvc | #REF! | EA | 140 |  | 53514139537 | 3 | LB | 11 | 6 | 10.25 | 18 Months | NO
10-1403 | J-Box,6X6X4/2"Hub/(5)Sm Cd Seals(1)Plug | J-Box,6X6X4/2"Hub/(5)Sm Cd Seals(1)Plug | #REF! | EA | 152 |  | 53514139544 | 3 | LB | 11 | 6 | 10.25 | 18 Months | NO
10-1404 | J-Box,6X6X4/1.5"H/(3)Sm&(1)Lrg Cd Sl/Sm Plug/Pvc | J-Box,6X6X4/1.5"H/(3)Sm&(1)Lrg Cd Sl/Sm Plug/Pvc | #REF! | EA | 147 |  | 53514139551 | 3 | LB | 11 | 6 | 10.25 | 18 Months | NO
10-1405 | J-Box,6X6X4/2"Hub/(4)Sm&(2)Lrg Cd Sls/SmPlug/Pvc | J-Box,6X6X4/2"Hub/(4)Sm&(2)Lrg Cd Sls/SmPlug/Pvc | #REF! | EA | 176 |  | 53514139568 | 3 | LB | 11 | 6 | 10.25 | 18 Months | NO
10-1430 | Control,Dup/Td/115/200/230V/1P/4X/0-20A/Floats/Clarus | Control,Dup/Td/115/200/230V/1P/4X/0-20A/Floats/Clarus | #REF! | EA | 2380 |  | 53514140663 | 20 | LB | 22 | 10 | 19 | 18 Months | NO
10-1433 | Kit,Starter Model/E6124 | Kit,Starter Model/E6124 | #REF! | EA | 240 |  | 53514140809 | 2 | LB | 7.25 | 5 | 5.5 | 18 Months | NO
10-1434 | Kit,Starter Model/E651 | Kit,Starter Model/E651 | #REF! | EA | 266 |  | 53514140816 | 2 | LB | 7.25 | 5 | 5.5 | 18 Months | NO
10-1450 | Battery,AGM 12Vdc | Battery,AGM 12Vdc | #REF! | EA | 518 |  | 53514141141 | 66 | LB | 10 | 7.5 | 12.75 | 36 Months | YES
10-1456 | Float Tree,Asm | Float Tree,Asm | #REF! | EA | 147 |  | 53514142636 | 3 | LB | 38 | 4.75 | 4.75 | 18 Months | NO
10-1457 | Float Tree,Asm/W-3 Floats | Float Tree,Asm/W-3 Floats | #REF! | EA | 335 |  | 53514142650 | 9 | LB | 38 | 4.75 | 4.75 | 18 Months | NO
10-1458 | Float Tree,Asm/W-4 Floats | Float Tree,Asm/W-4 Floats | #REF! | EA | 377 |  | 53514142667 | 11 | LB | 38 | 4.75 | 4.75 | 18 Months | NO
10-1461 | Vent,Tank 2"/Steel | Vent,Tank 2"/Steel | #REF! | EA | 53 |  | 53514142964 | 1.5 | LB | 5 | 3.75 | 5 | 18 Months | NO
10-1462 | Vent,Tank 3"/Steel | Vent,Tank 3"/Steel | #REF! | EA | 131 |  | 53514142971 | 3.5 | LB | 7 | 5.5 | 7 | 18 Months | NO
10-1463 | Vent,Tank 4"/Steel | Vent,Tank 4"/Steel | #REF! | EA | 189 |  | 53514142988 | 8 | LB | 10.25 | 6.5 | 10.25 | 18 Months | NO
10-1464 | Vent,Tank 6"/Steel | Vent,Tank 6"/Steel | #REF! | EA | 251 |  | 53514142995 | 12.5 | LB | 12 | 6.5 | 12 | 18 Months | NO
10-1470 | Control Dup/Td/115/230/1Ph/0-20A/Auto Flush/Flts | Control Dup/Td/115/230/1Ph/0-20A/Auto Flush/Flts | #REF! | EA | 3701 |  | 53514143756 | 23 | LB | 10.5 | 20.5 | 23.5 | 18 Months | NO
10-1523 | Control,Sim/Td/115/240V/1P/0-20A/Auto Flush/Flts | Control,Sim/Td/115/240V/1P/0-20A/Auto Flush/Flts | https://www.zoellerpumps.com/en-us/products/alarms/controls/simplex-panels | EA | 3106 |  | 53514149529 | 20 | LB | 21.5 | 10 | 19.5 | 18 Months | NO
10-1526 | Alarm System,Oil Smart W/Lights & Dry Contacts/20'Cd | Alarm System,Oil Smart W/Lights & Dry Contacts/20'Cd | #REF! | EA | 1108 |  | 53514153526 | 4.5 | LB | 14 | 4.5 | 6 | 18 Months | NO
10-1528 | Switch,Oil Smart Pump/20 Ft Cord | Switch,Oil Smart Pump/20 Ft Cord | #REF! | EA | 1172 |  | 53514153540 | 6 | LB | 14 | 4.5 | 6 | 18 Months | NO
10-1551 | Control,Sim/Auto Rev/200/230/1P/4X/16-20A/Ext Opt | Control,Sim/Auto Rev/200/230/1P/4X/16-20A/Ext Opt | https://www.zoellerpumps.com/en-us/products/alarms/controls/simplex-panels | EA | 2103 |  | 53514152390 | 15 | LB | 31.5 | 16.5 | 23.5 | 24 months | NO
10-1552 | Control,Dup/Auto Rev/200/230/1P/4X/16-20A/Ext Opt | Control,Dup/Auto Rev/200/230/1P/4X/16-20A/Ext Opt | https://www.zoellerpumps.com/en-us/products/alarms/controls/duplex-alternator | EA | 3895 |  | 53514152406 | 27 | LB | 31.5 | 16.5 | 23.5 | 24 months | NO
10-1559 | Control,Sim/230V/1Ph/4X/Is/5.5-8.0FLA/Ex120/Ext. Opt | Control,Sim/230V/1Ph/4X/Is/5.5-8.0FLA/Ex120/Ext. Opt | https://www.zoellerpumps.com/en-us/products/alarms/controls/simplex-panels | EA | 2540 |  | 53514158491 | 25 | LB | 14 | 6 | 16 | 24 months | NO
10-1560 | Control,Sim/200/230/460V/3Ph/4X/Is/4.0-6.3A/Ext. Opt | Control,Sim/200/230/460V/3Ph/4X/Is/4.0-6.3A/Ext. Opt | https://www.zoellerpumps.com/en-us/products/alarms/controls/simplex-panels | EA | 2794 |  | 53514158507 | 24 | LB | 21.5 | 10 | 19.5 | 24 months | NO
10-1561 | Control,Sim/200/230/460V/3Ph/4X/Is/2.5-4.0A/Ext. Opt | Control,Sim/200/230/460V/3Ph/4X/Is/2.5-4.0A/Ext. Opt | https://www.zoellerpumps.com/en-us/products/alarms/controls/simplex-panels | EA | 2794 |  | 53514158514 | 24 | LB | 21.5 | 10 | 19.5 | 24 months | NO
10-1562 | Control,Sim/200/230/460V/3Ph/4X/Is/1.6-2.5A/Ext. Opt | Control,Sim/200/230/460V/3Ph/4X/Is/1.6-2.5A/Ext. Opt | https://www.zoellerpumps.com/en-us/products/alarms/controls/simplex-panels | EA | 2901 |  | 53514158521 | 24 | LB | 21.5 | 10 | 19.5 | 24 months | NO
10-1563 | Control,Sim/575V/3Ph/4X/Is/1.6-2.5A/Ext Opt | Control,Sim/575V/3Ph/4X/Is/1.6-2.5A/Ext Opt | https://www.zoellerpumps.com/en-us/products/alarms/controls/simplex-panels | EA | 2827 |  | 53514158538 | 24 | LB | 21.5 | 10 | 19.5 | 24 months | NO
10-1564 | Control,Sim/230V/1Ph/4X/Is/7.0-10.0A/Ex6121/Ext. Opt | Control,Sim/230V/1Ph/4X/Is/7.0-10.0A/Ex6121/Ext. Opt | https://www.zoellerpumps.com/en-us/products/alarms/controls/simplex-panels | EA | 2772 |  | 53514158545 | 25 | LB | 14 | 6 | 16 | 24 months | NO
10-1565 | Control,Sim/200/230/460V/3Ph/4X/Is/6.0-10.0A/Ext. Opt | Control,Sim/200/230/460V/3Ph/4X/Is/6.0-10.0A/Ext. Opt | https://www.zoellerpumps.com/en-us/products/alarms/controls/simplex-panels | EA | 2794 |  | 53514158552 | 24 | LB | 21.5 | 10 | 19.5 | 24 months | NO
10-1566 | Control,Sim/575V/3Ph/4X/Is/2.5-4.0A/Ext Opt | Control,Sim/575V/3Ph/4X/Is/2.5-4.0A/Ext Opt | https://www.zoellerpumps.com/en-us/products/alarms/controls/simplex-panels | EA | 2827 |  | 53514158569 | 24 | LB | 21.5 | 10 | 19.5 | 24 months | NO
10-1567 | Control,Sim/230V/1Ph/4X/16-24A/Is/Ex6123/Ext Opt | Control,Sim/230V/1Ph/4X/16-24A/Is/Ex6123/Ext Opt | https://www.zoellerpumps.com/en-us/products/alarms/controls/simplex-panels | EA | 2828 |  | 53514158620 | 25 | LB | 21.5 | 10 | 19.5 | 24 months | NO
10-1568 | Control,Sim/200/230/460V/Is/9.0-14.0A/Ext Opt | Control,Sim/200/230/460V/Is/9.0-14.0A/Ext Opt | https://www.zoellerpumps.com/en-us/products/alarms/controls/simplex-panels | EA | 3091 |  | 53514158651 | 24 | LB | 21.5 | 10 | 19.5 | 24 months | NO
10-1569 | Control,Sim/230V/1Ph/4X/Is/23.0-32.0A/Ex6124/Ext. Opt | Control,Sim/230V/1Ph/4X/Is/23.0-32.0A/Ex6124/Ext. Opt | https://www.zoellerpumps.com/en-us/products/alarms/controls/simplex-panels | EA | 2869 |  | 53514158668 | 25 | LB | 21.5 | 10 | 19.5 | 24 months | NO
10-1570 | Control,Sim/200/230/460V/3Ph/4X/Is/17.0-23.0A/Ext. Opt | Control,Sim/200/230/460V/3Ph/4X/Is/17.0-23.0A/Ext. Opt | https://www.zoellerpumps.com/en-us/products/alarms/controls/simplex-panels | EA | 2866 |  | 53514158675 | 24 | LB | 21.5 | 10 | 19.5 | 24 months | NO
10-1571 | Control,Sim/200/230/460V/3Ph/4X/Is/13.0-18.0A/Ext. Opt | Control,Sim/200/230/460V/3Ph/4X/Is/13.0-18.0A/Ext. Opt | https://www.zoellerpumps.com/en-us/products/alarms/controls/simplex-panels | EA | 3128 |  | 53514158682 | 24 | LB | 23 | 10 | 21 | 24 months | NO
10-1572 | Control,Sim/575V/3Ph/4X/Is/6.0-10.0A/Ext Opt | Control,Sim/575V/3Ph/4X/Is/6.0-10.0A/Ext Opt | https://www.zoellerpumps.com/en-us/products/alarms/controls/simplex-panels | EA | 2827 |  | 53514158729 | 24 | LB | 21.5 | 10 | 19.5 | 24 months | NO
10-1573 | Control,Sim/230V/1Ph/4X/Is/12.0-18.0A/EX6122/Ext. Opt | Control,Sim/230V/1Ph/4X/Is/12.0-18.0A/EX6122/Ext. Opt | https://www.zoellerpumps.com/en-us/products/alarms/controls/simplex-panels | EA | 2772 |  | 53514158743 | 25 | LB | 21.5 | 10 | 19.5 | 24 months | NO
10-1574 | Control,Sim/230V/1Ph/4X/Is/23.0-32.0A/EX6111/Ext. Opt | Control,Sim/230V/1Ph/4X/Is/23.0-32.0A/EX6111/Ext. Opt | https://www.zoellerpumps.com/en-us/products/alarms/controls/simplex-panels | EA | 2869 |  | 53514158774 | 25 | LB | 21.5 | 10 | 19.5 | 24 months | NO
10-1575 | Control,Sim/200/230/460V/3Ph/4X/Is/20.0-25.0A/Ext. Opt | Control,Sim/200/230/460V/3Ph/4X/Is/20.0-25.0A/Ext. Opt | https://www.zoellerpumps.com/en-us/products/alarms/controls/simplex-panels | EA | 2866 |  | 53514158781 | 24 | LB | 21.5 | 10 | 19.5 | 24 months | NO
10-1576 | Control,Sim/575V/3Ph/4X/Is/9.0-14.0A/Ext Opt | Control,Sim/575V/3Ph/4X/Is/9.0-14.0A/Ext Opt | https://www.zoellerpumps.com/en-us/products/alarms/controls/simplex-panels | EA | 2703 |  | 53514158798 | 24 | LB | 21.5 | 10 | 19.5 | 24 months | NO
10-1577 | Control,Sim/208-240-480V/3Ph/4X/Is/24-32A/Intrinsicaly Safe/SL & TCO | Control,Sim/208-240-480V/3Ph/4X/Is/24-32A/Intrinsicaly Safe/SL & TCO | https://www.zoellerpumps.com/en-us/products/alarms/controls/explosion-proof | EA | 3421 |  | 53514158804 | 25 | LB | 21 | 10 | 24 | 24 months | NO
10-1578 | Control,Sim/208-240-480V/3Ph/4X/Is/30-40A/Intrinsicaly Safe/SL & TCO | Control,Sim/208-240-480V/3Ph/4X/Is/30-40A/Intrinsicaly Safe/SL & TCO | https://www.zoellerpumps.com/en-us/products/alarms/controls/explosion-proof | EA | 3647 |  | 53514158811 | 24 | LB | 16 | 8 | 18 | 24 months | NO
10-1587 | Control,Dup/230V/1Ph/4X/Is/5.5-8.0A/EX6120/Ext. Opt | Control,Dup/230V/1Ph/4X/Is/5.5-8.0A/EX6120/Ext. Opt | https://www.zoellerpumps.com/en-us/products/alarms/controls/duplex-alternator | EA | 4581 |  | 53514158873 | 26 | LB | 31.5 | 16.5 | 23.5 | 24 months | NO
10-1588 | Control,Dup/200/230/460V/3Ph/4X/Is/4.0-6.3A/Ext. Opt | Control,Dup/200/230/460V/3Ph/4X/Is/4.0-6.3A/Ext. Opt | https://www.zoellerpumps.com/en-us/products/alarms/controls/duplex-alternator | EA | 4010 |  | 53514158910 | 27 | LB | 23.5 | 9.5 | 20.5 | 24 months | NO
10-1589 | Control,Dup/200/230/460V/3Ph/4X/Is/2.5-4.0A/Ext. Opt | Control,Dup/200/230/460V/3Ph/4X/Is/2.5-4.0A/Ext. Opt | https://www.zoellerpumps.com/en-us/products/alarms/controls/duplex-alternator | EA | 3982 |  | 53514158927 | 27 | LB | 9.5 | 23.5 | 20.5 | 24 months | NO
10-1590 | Control,Dup/200/230/460V/3Ph/4X/Is/1.6-2.5A/Ext. Opt | Control,Dup/200/230/460V/3Ph/4X/Is/1.6-2.5A/Ext. Opt | https://www.zoellerpumps.com/en-us/products/alarms/controls/duplex-alternator | EA | 3971 |  | 53514158934 | 27 | LB | 23.5 | 9.5 | 20.5 | 24 months | NO
10-1591 | Control,Dup/575V/3Ph/4X/Is/1.6-2.5A/Ext Opt | Control,Dup/575V/3Ph/4X/Is/1.6-2.5A/Ext Opt | https://www.zoellerpumps.com/en-us/products/alarms/controls/duplex-alternator | EA | 3763 |  | 53514158941 | 27 | LB | 23 | 10 | 21 | 24 months | NO
10-1592 | Control,Dup/230V/1Ph/4X/Is/7.0-10.0A/Ex6121/Ext. Opt | Control,Dup/230V/1Ph/4X/Is/7.0-10.0A/Ex6121/Ext. Opt | https://www.zoellerpumps.com/en-us/products/alarms/controls/duplex-alternator | EA | 4581 |  | 53514158958 | 26 | LB | 31.5 | 16.5 | 23.5 | 24 months | NO
10-1593 | Control,Dup/200/230/460V/3Ph/4X/Is/6.0-10.0A/Ext. Opt | Control,Dup/200/230/460V/3Ph/4X/Is/6.0-10.0A/Ext. Opt | https://www.zoellerpumps.com/en-us/products/alarms/controls/duplex-alternator | EA | 3878 |  | 53514158965 | 27 | LB | 23.5 | 9.5 | 20.5 | 24 months | NO
10-1594 | Control,Dup/575V/3Ph/4X/Is/2.5-4.0A/Ext Opt | Control,Dup/575V/3Ph/4X/Is/2.5-4.0A/Ext Opt | https://www.zoellerpumps.com/en-us/products/alarms/controls/duplex-alternator | EA | 3635 |  | 53514158972 | 27 | LB | 31.5 | 16.5 | 23.5 | 24 months | NO
10-1595 | Control,Dup/230V/1Ph/4X/Is/16.0-24.0/Ex6123/Ext. Opt | Control,Dup/230V/1Ph/4X/Is/16.0-24.0/Ex6123/Ext. Opt | https://www.zoellerpumps.com/en-us/products/alarms/controls/duplex-alternator | EA | 4742 |  | 53514158989 | 26 | LB | 31.5 | 16.5 | 23.5 | 24 months | NO
10-1596 | Control,Dup/200/230/460V/3Ph/4X/Is/9.0-14.0A/Ext. Opt | Control,Dup/200/230/460V/3Ph/4X/Is/9.0-14.0A/Ext. Opt | https://www.zoellerpumps.com/en-us/products/alarms/controls/duplex-alternator | EA | 4100 |  | 53514158996 | 27 | LB | 23.5 | 9.5 | 20.5 | 24 months | NO
10-1597 | Control,Dup/230V/1Ph/4X/Is/23.0-32.0A/EX6124/Ext. Opt | Control,Dup/230V/1Ph/4X/Is/23.0-32.0A/EX6124/Ext. Opt | https://www.zoellerpumps.com/en-us/products/alarms/controls/duplex-alternator | EA | 4967 |  | 53514159016 | 35 | LB | 24 | 16 | 32 | 24 months | NO
10-1598 | Control,Dup/200/230/460V/3Ph/4X/Is/17.0-23.0A/Ext. Opt | Control,Dup/200/230/460V/3Ph/4X/Is/17.0-23.0A/Ext. Opt | https://www.zoellerpumps.com/en-us/products/alarms/controls/duplex-alternator | EA | 4128 |  | 53514159023 | 27 | LB | 23.5 | 9.5 | 20.5 | 24 months | NO
10-1599 | Control,Dup/200/230/460V/3Ph/4X/Is/13.0-18.0A/Ext. Opt | Control,Dup/200/230/460V/3Ph/4X/Is/13.0-18.0A/Ext. Opt | https://www.zoellerpumps.com/en-us/products/alarms/controls/duplex-alternator | EA | 3910 |  | 53514159030 | 27 | LB | 23.5 | 9.5 | 20.5 | 24 months | NO
10-1600 | Control,Dup/575V/3Ph/4X/Is/6.0-10.0A/Ext Opt | Control,Dup/575V/3Ph/4X/Is/6.0-10.0A/Ext Opt | https://www.zoellerpumps.com/en-us/products/alarms/controls/duplex-alternator | EA | 3942 |  | 53514159047 | 27 | LB | 31.5 | 16.5 | 23.5 | 24 months | NO
10-1601 | Control,Dup/230V/1Ph/4X/Is/12.0-18.0A/EX6122/Ext. Opt | Control,Dup/230V/1Ph/4X/Is/12.0-18.0A/EX6122/Ext. Opt | https://www.zoellerpumps.com/en-us/products/alarms/controls/duplex-alternator | EA | 4800 |  | 53514159054 | 26 | LB | 31.5 | 16.5 | 23.5 | 24 months | NO
10-1602 | Control,Dup/230V/1Ph/4X/Is/23.0-32.0/EX6111/Ext. Opt | Control,Dup/230V/1Ph/4X/Is/23.0-32.0/EX6111/Ext. Opt | https://www.zoellerpumps.com/en-us/products/alarms/controls/duplex-alternator | EA | 4912 |  | 53514159061 | 26 | LB | 31.5 | 16.5 | 23.5 | 24 months | NO
10-1603 | Control,Dup/200/230/460V/3Ph/4X/Is/20.0-25.0A/Ext. Opt | Control,Dup/200/230/460V/3Ph/4X/Is/20.0-25.0A/Ext. Opt | https://www.zoellerpumps.com/en-us/products/alarms/controls/duplex-alternator | EA | 3940 |  | 53514159078 | 27 | LB | 23.5 | 9.5 | 20.5 | 24 months | NO
10-1604 | Control,Dup/575V/3Ph/4X/Is/9.0-14.0A/Ext Opt | Control,Dup/575V/3Ph/4X/Is/9.0-14.0A/Ext Opt | https://www.zoellerpumps.com/en-us/products/alarms/controls/duplex-alternator | EA | 3678 |  | 53514159085 | 27 | LB | 31.5 | 16.5 | 23.5 | 24 months | NO
10-1605 | Control,Dup/208-240-480V/3Ph/4X/Is/24-32A/Intrinsicaly Safe/SL & TCO | Control,Dup/208-240-480V/3Ph/4X/Is/24-32A/Intrinsicaly Safe/SL & TCO | https://www.zoellerpumps.com/en-us/products/alarms/controls/explosion-proof | EA | 5028 |  | 53514159092 | 30 | LB | 21 | 10 | 24 | 24 months | NO
10-1606 | Control,Dup/208-240-480V/3Ph/4X/Is/30-40A/Intrinsicaly Safe/SL & TCO | Control,Dup/208-240-480V/3Ph/4X/Is/30-40A/Intrinsicaly Safe/SL & TCO | https://www.zoellerpumps.com/en-us/products/alarms/controls/explosion-proof | EA | 5534 |  | 53514159108 | 27 | LB | 20 | 10 | 28 | 24 months | NO
10-1650 | Control,Sim/200-230V/1P/4X/15-20FLA/841/Ext Opt | Control,Sim/200-230V/1P/4X/15-20FLA/841/Ext Opt | #REF! | EA | 1370 |  | 53514159252 | 15 | LB | 22 | 10 | 19 | 24 months | NO
10-1652 | Control,Dup/200-230V/1P/4X/15-20A/841/Ext Opt | Control,Dup/200-230V/1P/4X/15-20A/841/Ext Opt | https://www.zoellerpumps.com/en-us/products/alarms/controls/duplex-alternator | EA | 2331 |  | 53514159269 | 30 | LB | 24 | 16 | 32 | 24 months | NO
10-1672 | Rod,Float-Asm/2 Flt Highhead Step System | Rod,Float-Asm/2 Flt Highhead Step System | #REF! | EA | 80 |  | 53514161088 | 4 | LB | 38 | 4.75 | 4.75 | 18 Months | NO
10-1673 | Rod,Float-Asm/3 Flt Highhead Step System | Rod,Float-Asm/3 Flt Highhead Step System | #REF! | EA | 99 |  | 53514161101 | 4 | LB | 38 | 4.75 | 4.75 | 18 Months | NO
10-1674 | Rod,Float-Asm/4 Flt Highhead Step System | Rod,Float-Asm/4 Flt Highhead Step System | #REF! | EA | 115 |  | 53514161118 | 4 | LB | 38 | 4.75 | 4.75 | 18 Months | NO
10-1675 | A-Pak 240V/1Ph/15' Mfs/Indoor-Outdoor | A-Pak 240V/1Ph/15' Mfs/Indoor-Outdoor | https://www.zoellerpumps.com/en-us/products/alarms#standard | EA | 298 |  | 53514160302 | 5 | LB | 7.5 | 4.5 | 7.5 | 24 Months | NO
10-1700 | Control,Dup/Auto Rev/200/230/460V/3P/9-14A/Ext. Opt | Control,Dup/Auto Rev/200/230/460V/3P/9-14A/Ext. Opt | https://www.zoellerpumps.com/en-us/products/alarms/controls/duplex-alternator | EA | 3955 |  | 53514161927 | 35 | LB | 24 | 16 | 32 | 24 months | NO
10-1701 | Control,Sim/Auto Rev/200/230/460V/3P/4X/9-14A/Ext. Opt | Control,Sim/Auto Rev/200/230/460V/3P/4X/9-14A/Ext. Opt | #REF! | EA | 2432 |  | 53514161934 | 23 | LB | 22 | 10 | 19 | 24 months | NO
10-1710 | J-Box,6X6X4/2"Hub/(6)Sm Cd Sls/Sm Plug | J-Box,6X6X4/2"Hub/(6)Sm Cd Sls/Sm Plug | #REF! | EA | 163 |  | 53514162894 | 3 | LB | 11 | 6 | 10.25 | 18 Months | NO
10-1726 | Rod,Float-Asm/5 Flt Highhead Step System | Rod,Float-Asm/5 Flt Highhead Step System | #REF! | EA | 120 |  | 53514163839 | 4.5 | LB | 38 | 4.75 | 4.75 | 18 Months | NO
10-1727 | Switch,Oil Smart/20'Cd/16FLA/W-O Plugs | Switch,Oil Smart/20'Cd/16FLA/W-O Plugs | #REF! | EA | 1328 |  | 53514183073 | 5 | LB | 5 | 8 | 8 | 18 Months | NO
10-1741 | Rod,Float-Asm/3 Flt 84" High Head Step System | Rod,Float-Asm/3 Flt 84" High Head Step System | #REF! | EA | 112 |  | 53514164287 | 4 | LB | 38 | 4.75 | 4.75 | 18 Months | NO
10-1746 | Rod,Float-Asm/3 Flt/96" Hi Hd Step System | Rod,Float-Asm/3 Flt/96" Hi Hd Step System | #REF! | EA | 119 |  | 53514164461 | 4 | LB | 38 | 4.75 | 4.75 | 18 Months | NO
10-1755 | Control,Dup/200/230V/1Ph/4X/16-20A/Ext Opt | Control,Dup/200/230V/1Ph/4X/16-20A/Ext Opt | https://www.zoellerpumps.com/en-us/products/alarms/controls/duplex-alternator | EA | 3078 |  | 53514165048 | 21 | LB | 23.5 | 9.5 | 20.5 | 24 months | NO
10-1793 | Rod,Float-Asm/4 Flt 96" Hi Hd Step System | Rod,Float-Asm/4 Flt 96" Hi Hd Step System | #REF! | EA | 135 |  | 53514170172 | 4 | LB | 38 | 4.75 | 4.75 | 18 Months | NO
10-1863 | Control,Dup/Td/115/200/230/4X/0-20A/Logo | Control,Dup/Td/115/200/230/4X/0-20A/Logo | https://www.zoellerpumps.com/en-us/products/alarms/controls/duplex-alternator | EA | 3481 |  | 53514176037 | 12 | LB | 22 | 9.5 | 19 | 18 Months | NO
10-1877 | Switch,Mech Flt/125/250V/5A/25'Cd/Wo Plug | Switch,Mech Flt/125/250V/5A/25'Cd/Wo Plug | https://www.zoellerpumps.com/en-us/products/alarms/switches | EA | 57 |  | 53514177706 | 2 | LB | 8 | 5 | 8 | 24 Months | NO
10-1878 | Switch,Mech Flt/125/250V/5A/35'Cd/Wo Plug | Switch,Mech Flt/125/250V/5A/35'Cd/Wo Plug | https://www.zoellerpumps.com/en-us/products/alarms/switches | EA | 70 |  | 53514177713 | 3 | LB | 8 | 5 | 8 | 24 Months | NO
10-1879 | Switch,Mech Flt/125/250V/5A/50'Cd/Wo Plug | Switch,Mech Flt/125/250V/5A/50'Cd/Wo Plug | https://www.zoellerpumps.com/en-us/products/alarms/switches | EA | 87 |  | 53514177720 | 4 | LB | 8 | 5 | 8 | 24 Months | NO
10-1880 | Switch,Mech Flt/125/250V/5A/15'Cd/Wo Plg/Extl Wt | Switch,Mech Flt/125/250V/5A/15'Cd/Wo Plg/Extl Wt | https://www.zoellerpumps.com/en-us/products/alarms/switches | EA | 59 |  | 53514177737 | 3 | LB | 8 | 5 | 8 | 24 Months | NO
10-1881 | Switch,Mech Flt/125/250V/5A/25'Cd/Wo Plg/Extl Wt | Switch,Mech Flt/125/250V/5A/25'Cd/Wo Plg/Extl Wt | https://www.zoellerpumps.com/en-us/products/alarms/switches | EA | 71 |  | 53514177744 | 4 | LB | 8 | 5 | 8 | 24 Months | NO
10-1882 | Switch,Mech Flt/125/250V/5A/35'Cd/Wo Plg/Extl Wt | Switch,Mech Flt/125/250V/5A/35'Cd/Wo Plg/Extl Wt | https://www.zoellerpumps.com/en-us/products/alarms/switches | EA | 84 |  | 53514177751 | 5 | LB | 8 | 5 | 8 | 24 Months | NO
10-1883 | Switch,Mech Flt/125/250V/5A/50'Cd/Wo Plg/Extl Wt | Switch,Mech Flt/125/250V/5A/50'Cd/Wo Plg/Extl Wt | https://www.zoellerpumps.com/en-us/products/alarms/switches | EA | 99 |  | 53514177775 | 6 | LB | 8 | 5 | 8 | 24 Months | NO
10-1886 | Float Tree,Asm W-3 Mech Floats | Float Tree,Asm W-3 Mech Floats | https://www.zoellerpumps.com/en-us/products/alarms/switches | EA | 314 |  | 53514177799 | 9 | LB | 38 | 4.75 | 4.75 | 18 Months | NO
10-1887 | Float Tree,Asm W-4 Mech Floats | Float Tree,Asm W-4 Mech Floats | https://www.zoellerpumps.com/en-us/products/alarms/switches | EA | 356 |  | 53514177812 | 11 | LB | 38 | 4.75 | 4.75 | 18 Months | NO
10-1932 | Rod,Float-Asm/2 Flt/72" HH Step System | Rod,Float-Asm/2 Flt/72" HH Step System | #REF! | EA | 88 |  | 53514180423 | 3 | LB | 38 | 4.75 | 4.75 | 18 Months | NO
10-1933 | Rod,Float-Asm/2 Flt/96"/HH Step System | Rod,Float-Asm/2 Flt/96"/HH Step System | #REF! | EA | 100 |  | 53514180430 | 4 | LB | 38 | 4.75 | 4.75 | 18 Months | NO
10-1952 | Control,Sim/575V/3Ph/4X/20-25FLA/Ext Opt | Control,Sim/575V/3Ph/4X/20-25FLA/Ext Opt | #REF! | EA | 1883 |  | 53514181734 | 18 | LB | 21.5 | 10 | 19.5 | 24 months | NO
10-1953 | Control,Dup/575V/3Ph/4X/20-25FLA/Ext Opt | Control,Dup/575V/3Ph/4X/20-25FLA/Ext Opt | https://www.zoellerpumps.com/en-us/products/alarms/controls/duplex-alternator | EA | 2858 |  | 53514181741 | 22 | LB | 31.5 | 16.5 | 23.5 | 24 months | NO
10-1956 | Switch,Mech Flt/SPB/230V/35'Cd/13Amp/1Hp | Switch,Mech Flt/SPB/230V/35'Cd/13Amp/1Hp | https://www.zoellerpumps.com/en-us/products/alarms/switches | EA | 90 |  | 53514182601 | 2 | LB | 12.5 | 7.5 | 9.5 | 24 Months | NO
10-1964 | Switch,Mech/DPB/115V/15'Cd/15A/N.O. | Switch,Mech/DPB/115V/15'Cd/15A/N.O. | https://www.zoellerpumps.com/en-us/products/alarms/switches | EA | 181 |  | 53514183448 | 3.41 | LB | 8 | 6.5 | 8 | 24 Months | NO
10-1965 | Switch,Mech/DPB/230V/15'Cd/15A/N.O. | Switch,Mech/DPB/230V/15'Cd/15A/N.O. | https://www.zoellerpumps.com/en-us/products/alarms/switches | EA | 192 |  | 53514183455 | 3.48 | LB | 8 | 6.5 | 8 | 24 Months | NO
10-2006 | Control,Sim/230V/1Ph/4X/0-15Fla/Plugger/810/815 | Control,Sim/230V/1Ph/4X/0-15Fla/Plugger/810/815 | https://www.zoellerpumps.com/en-us/products/alarms/switches | EA | 399 |  | 53514185282 | 10 | LB | 21.5 | 10 | 19.5 | 24 months | NO
10-2008 | Control,Sim/115/200/230V/1Ph/4X/0-7Fla/810 | Control,Sim/115/200/230V/1Ph/4X/0-7Fla/810 | https://www.zoellerpumps.com/en-us/products/grinder-pumps#progressing-cavity | EA | 621 |  | 53514185251 | 10 | LB | 18 | 7.5 | 15 | 24 months | NO
10-2014 | Fitting,PVC 1.25" Anti-Siphon Device/Sch 80 | Fitting,PVC 1.25" Anti-Siphon Device/Sch 80 | https://www.zoellerpumps.com/en-us/products/grinder-pumps#progressing-cavity | EA | 151 |  | 53514185732 | 3 | LB | 22 | 6 | 11 | 18 Months | NO
10-2038 | Kit,Discharge Asm/PC Grinder/30"Lg Flex Hose | Kit,Discharge Asm/PC Grinder/30"Lg Flex Hose | https://www.zoellerpumps.com/en-us/products/grinder-pumps#progressing-cavity | EA | 294 |  | 53514189211 | 10 | LB | 10 | 10 | 10 | 18 Months | NO
10-2041 | Switch,Asm Mech-Vert Master/SPB/115V/NO/10'Cd | Switch,Asm Mech-Vert Master/SPB/115V/NO/10'Cd | https://www.zoellerpumps.com/en-us/products/alarms/switches | EA | 65 |  | 53514189372 | 2 | LB | 8 | 5 | 8 | 24 Months | NO
10-2042 | Switch,Asm Mech-Vert Master/SPB/115V/NO/15'Cd | Switch,Asm Mech-Vert Master/SPB/115V/NO/15'Cd | https://www.zoellerpumps.com/en-us/products/alarms/switches | EA | 70 |  | 53514189389 | 2 | LB | 8 | 5 | 8 | 24 Months | NO
10-2043 | Switch,Asm Mech-Vert Master/SPB/115V/NO/20'Cd | Switch,Asm Mech-Vert Master/SPB/115V/NO/20'Cd | https://www.zoellerpumps.com/en-us/products/alarms/switches | EA | 74 |  | 53514189396 | 2 | LB | 8 | 5 | 8 | 24 Months | NO
10-2060 | Switch,Mech Flt/30Vdc/.1A/15'Cd/Narrow W-Clamp | Switch,Mech Flt/30Vdc/.1A/15'Cd/Narrow W-Clamp | https://www.zoellerpumps.com/en-us/products/alarms/switches | EA | 61 |  | 53514190934 | 2 | LB | 8 | 5 | 8 | 24 Months | NO
10-2061 | Switch,Mech Flt/30Vdc/.1A/20'Cd/Narrow W-Clamp | Switch,Mech Flt/30Vdc/.1A/20'Cd/Narrow W-Clamp | https://www.zoellerpumps.com/en-us/products/alarms/switches | EA | 59 |  | 53514190941 | 2.5 | LB | 8 | 5 | 8 | 24 Months | NO
10-2062 | Switch,Mech Flt/30Vdc/.1A/25'Cd/Narrow W-Clamp | Switch,Mech Flt/30Vdc/.1A/25'Cd/Narrow W-Clamp | https://www.zoellerpumps.com/en-us/products/alarms/switches | EA | 72 |  | 53514190958 | 3 | LB | 8 | 5 | 8 | 24 Months | NO
10-2063 | Switch,Mech Flt/30Vdc/.1A/35'Cd/Narrow W-Clamp | Switch,Mech Flt/30Vdc/.1A/35'Cd/Narrow W-Clamp | https://www.zoellerpumps.com/en-us/products/alarms/switches | EA | 81 |  | 53514190965 | 3.5 | LB | 8 | 5 | 8 | 24 Months | NO
10-2064 | Switch,Mech Flt/30Vdc/.1A/50'Cd/Narrow W-Clamp | Switch,Mech Flt/30Vdc/.1A/50'Cd/Narrow W-Clamp | https://www.zoellerpumps.com/en-us/products/alarms/switches | EA | 97 |  | 53514190972 | 4 | LB | 8 | 5 | 8 | 24 Months | NO
10-2065 | Switch,Mech Flt/30Vdc/.1A/15'Cd/Narrow/Extl Wt | Switch,Mech Flt/30Vdc/.1A/15'Cd/Narrow/Extl Wt | https://www.zoellerpumps.com/en-us/products/alarms/switches | EA | 68 |  | 53514190989 | 2 | LB | 8 | 5 | 8 | 24 Months | NO
10-2066 | Switch,Mech Flt/30Vdc/.1A/25'Cd/Narrow Extl Wt | Switch,Mech Flt/30Vdc/.1A/25'Cd/Narrow Extl Wt | https://www.zoellerpumps.com/en-us/products/alarms/switches | EA | 77 |  | 53514190996 | 2.5 | LB | 8 | 5 | 8 | 24 Months | NO
10-2067 | Switch,Mech Flt/30Vdc/.1A/35'Cd/Narrow Extl Wt | Switch,Mech Flt/30Vdc/.1A/35'Cd/Narrow Extl Wt | https://www.zoellerpumps.com/en-us/products/alarms/switches | EA | 91 |  | 53514191009 | 3 | LB | 8 | 5 | 8 | 24 Months | NO
10-2068 | Switch,Mech Flt/30Vdc/.1A/50'Cd/Narrow/Extl Wt | Switch,Mech Flt/30Vdc/.1A/50'Cd/Narrow/Extl Wt | https://www.zoellerpumps.com/en-us/products/alarms/switches | EA | 107 |  | 53514191016 | 3.5 | LB | 8 | 5 | 8 | 24 Months | NO
10-2069 | Float Tree,Asm/W-3 Milliampmaster Floats | Float Tree,Asm/W-3 Milliampmaster Floats | https://www.zoellerpumps.com/en-us/products/alarms/switches | EA | 364 |  | 53514191023 | 9 | LB | 38 | 4.75 | 4.75 | 18 Months | NO
10-2070 | Float Tree,Asm/W-4 Milliampmaster Floats | Float Tree,Asm/W-4 Milliampmaster Floats | https://www.zoellerpumps.com/en-us/products/alarms/switches | EA | 422 |  | 53514191030 | 9 | LB | 38 | 4.75 | 4.75 | 18 Months | NO
10-2145 | J-Box Sim/2 Flt/Nema 4X/810/815 | J-Box Sim/2 Flt/Nema 4X/810/815 | https://www.zoellerpumps.com/en-us/products/alarms/switches | EA | 476 |  | 53514197377 | 2.5 | LB | 10.25 | 10.25 | 10.5 | 18 Months | NO
10-2149 | Control,Sim/Oil Smart/115V/1Ph/Alarm & Pump Switch | Control,Sim/Oil Smart/115V/1Ph/Alarm & Pump Switch |  | EA | 3039 |  | 53514205669 | 12 | LB | 10 | 19.5 | 21.5 | 24 months | NO
10-2150 | Control,Dup/Oil Smart/115V/1Ph/Alarm & Pump Switch | Control,Dup/Oil Smart/115V/1Ph/Alarm & Pump Switch | https://www.zoellerpumps.com/en-us/products/alarms/controls/duplex-alternator | EA | 4004 |  | 53514205676 | 18 | LB | 12 | 15 | 18 | 24 months | NO
10-2152 | Rod,Float-Asm/4 Flt 120"Hi Hd Step System | Rod,Float-Asm/4 Flt 120"Hi Hd Step System | #REF! | EA | 148 |  | 53514197827 | 4.325 | LB | 4.75 | 4.75 | 38 | 18 Months | NO
10-2162 | Bracket,Fs Asm (6 Flt) | Bracket,Fs Asm (6 Flt) | #REF! | EA | 129 |  | 53514198695 | 12 | LB | 10 | 10 | 10 | 18 Months | NO
10-2196 | Rod,Float-Asm/4Flt/72"/HH Step System | Rod,Float-Asm/4Flt/72"/HH Step System | #REF! | EA | 123 |  | 53514201753 | 2 | LB | 4.75 | 4.75 | 38 | 18 Months | NO
10-2209 | Rod,Float-Asm/4 Flt 84" High Head Step System | Rod,Float-Asm/4 Flt 84" High Head Step System | #REF! | EA | 128 |  | 53514202767 | 4.5 | LB | 4.75 | 4.75 | 38 | 18 Months | NO
10-2220 | Kit,Starter Models 6120/6121/GE Relay | Kit,Starter Models 6120/6121/GE Relay | #REF! | EA | 240 |  | 53514204198 | 2 | LB | 7.25 | 5.5 | 5 | 18 Months | NO
10-2221 | Kit,Starter Models 611/621/GE Relay | Kit,Starter Models 611/621/GE Relay | #REF! | EA | 266 |  | 53514204204 | 2 | LB | 7.25 | 5.5 | 5 | 18 Months | NO
10-2284 | Control,Sim/Oil Smart/220V/1Ph/50Hz | Control,Sim/Oil Smart/220V/1Ph/50Hz | https://www.zoellerpumps.com/en-us/products/elevator-systems/oil-guard | EA | 2944 |  | 53514208066 | 12 | LB | 14 | 4.5 | 6 | 24 months | NO
10-2285 | Control,Dup/Oil Smart/220V/1Ph/50Hz | Control,Dup/Oil Smart/220V/1Ph/50Hz | https://www.zoellerpumps.com/en-us/products/elevator-systems/oil-guard | EA | 4149 |  | 53514208073 | 18 | LB | 12 | 15 | 18 | 24 months | NO
10-2316 | Bracket,Lifting SS/EZ Out/130,140,260,270 Series | Bracket,Lifting SS/EZ Out/130,140,260,270 Series | #REF! | EA | 52 |  | 53514211998 | 1 | LB | 6 | 6 | 8 | 18 Months | NO
10-2327 | Float Tree,Asm/W-1 Float For Use WithEffluent Filter | Float Tree,Asm/W-1 Float For Use WithEffluent Filter | #REF! | EA | 132 |  | 53514212742 | 2.5 | LB | 38 | 4.75 | 4.75 | 18 Months | NO
10-2336 | Control,Box 230V/3 Wire/.5Hp/Potable-Water Turbine Pump | Control,Box 230V/3 Wire/.5Hp/Potable-Water Turbine Pump | https://www.zoellerpumps.com/en-us/products/potable-water | EA | 139 |  | 53514215262 | 3 | LB | 5.5 | 3.5 | 9 | 24 months | NO
10-2337 | Control,Box 230V/3 Wire/.75Hp/Potable-Water Turbine Pump | Control,Box 230V/3 Wire/.75Hp/Potable-Water Turbine Pump | https://www.zoellerpumps.com/en-us/products/potable-water | EA | 149 |  | 53514215286 | 3 | LB | 5.5 | 3.5 | 9 | 24 months | NO
10-2338 | Control,Box 230V/3 Wire/1Hp/Potable-Water Turbine Pump | Control,Box 230V/3 Wire/1Hp/Potable-Water Turbine Pump | https://www.zoellerpumps.com/en-us/products/potable-water | EA | 153 |  | 53514215309 | 3 | LB | 5.5 | 3.5 | 9 | 24 months | NO
10-2339 | Control,Pumptec/IR/.5-1.5Hp/115/230V/2 or 3 Wire | Control,Pumptec/IR/.5-1.5Hp/115/230V/2 or 3 Wire | https://www.zoellerpumps.com/en-us/products/potable-water | EA | 529 |  | 53514215323 | 3 | LB | 3.3 | 8.9 | 5.25 | 24 months | NO
10-2340 | Control,Pumptec/.5-5Hp/230V/2 or 3 Wire | Control,Pumptec/.5-5Hp/230V/2 or 3 Wire | https://www.zoellerpumps.com/en-us/products/potable-water | EA | 990 |  | 53514215347 | 6 | LB | 0 | 0 | 0 | 24 months | NO
10-2341 | Control, QD Pumptec/.5-1Hp/230V/Mounts in QD Relay Control Box | Control, QD Pumptec/.5-1Hp/230V/Mounts in QD Relay Control Box | https://www.zoellerpumps.com/en-us/products/potable-water | EA | 372 |  | 53514215361 | 8 | LB | 0 | 0 | 0 | 18 Months | NO
10-2342 | Fitting,Package Complete Submersible-Potable Water Pump | Fitting,Package Complete Submersible-Potable Water Pump | https://www.zoellerpumps.com/en-us/products/potable-water | EA | 202 |  | 53514215385 | 25 | LB | 6.5 | 6.5 | 11.5 | 18 Months | NO
10-2343 | Protector,Cable | Protector,Cable | https://www.zoellerpumps.com/en-us/products/potable-water | EA | 17 |  | 53514215408 | 0.5 | LB | 0 | 0 | 0 | 18 Months | NO
10-2344 | Kit,Heat Shrink Splice | Kit,Heat Shrink Splice | https://www.zoellerpumps.com/en-us/products/potable-water | EA | 11 |  | 53514215422 | 0.04 | LB | 3 | 0.5 | 5 | 18 Months | NO
10-2345 | Fitting,Adjustable 4"-8" Torque Arrestor | Fitting,Adjustable 4"-8" Torque Arrestor | https://www.zoellerpumps.com/en-us/products/potable-water | EA | 23 |  | 53514215446 | 2.34 | LB | 0 | 0 | 0 | 18 Months | NO
10-2346 | Fitting,Bronze Pitless Adapter | Fitting,Bronze Pitless Adapter | https://www.zoellerpumps.com/en-us/products/potable-water | EA | 98 |  | 53514215460 | 15 | LB | 0 | 0 | 0 | 18 Months | NO
10-2347 | Valve,Pressure Relief/75 Psi MaxFor 1/2"NPT | Valve,Pressure Relief/75 Psi MaxFor 1/2"NPT | https://www.zoellerpumps.com/en-us/products/potable-water | EA | 19 |  | 53514215484 | 0.5 | LB | 0 | 0 | 0 | 18 Months | NO
10-2353 | Ejector,Shallow Well (for 460) | Ejector,Shallow Well (for 460) | https://www.zoellerpumps.com/en-us/products/potable-water | EA | 97 |  | 53514218768 | 4.5 | LB | 4.25 | 4.25 | 14 | 18 Months | NO
10-2354 | Ejector,Shallow Well (for 463) | Ejector,Shallow Well (for 463) | https://www.zoellerpumps.com/en-us/products/potable-water | EA | 97 |  | 53514218782 | 4.5 | LB | 4.25 | 4.25 | 14 | 18 Months | NO
10-2355 | Ejector,Deep Well (for 460,462&463) | Ejector,Deep Well (for 460,462&463) | https://www.zoellerpumps.com/en-us/products/potable-water | EA | 114 |  | 53514218805 | 5.5 | LB | 4.25 | 4.25 | 14 | 18 Months | NO
10-2356 | Ejector,Deep Well (for 460&462) | Ejector,Deep Well (for 460&462) | https://www.zoellerpumps.com/en-us/products/potable-water | EA | 107 |  | 53514218829 | 5.5 | LB | 4.25 | 4.25 | 14 | 18 Months | NO
10-2357 | Ejector,Deep Well (for 463) | Ejector,Deep Well (for 463) | https://www.zoellerpumps.com/en-us/products/potable-water | EA | 107 |  | 53514218843 | 5.5 | LB | 4.25 | 4.25 | 14 | 18 Months | NO
10-2358 | Ejector,Deep Well (for 463) | Ejector,Deep Well (for 463) | https://www.zoellerpumps.com/en-us/products/potable-water | EA | 125 |  | 53514218867 | 5.5 | LB | 4.25 | 4.25 | 14 | 18 Months | NO
10-2359 | Kit,Flow control (for 460,462&463) | Kit,Flow control (for 460,462&463) | https://www.zoellerpumps.com/en-us/products/potable-water | EA | 46 |  | 53514218881 | 1 | LB | 3.5 | 3.5 | 5.5 | 18 Months | NO
10-2360 | Kit,Switch & Governor Replacement | Kit,Switch & Governor Replacement | https://www.zoellerpumps.com/en-us/products/potable-water | EA | 51 |  | 53514218904 | 1 | LB | 4.5 | 1.5 | 5.5 | 18 Months | NO
10-2361 | Valve,Foot-1" X 1-1/4"/Dual Purpose/Bronze | Valve,Foot-1" X 1-1/4"/Dual Purpose/Bronze | https://www.zoellerpumps.com/en-us/products/potable-water | EA | 49 |  | 53514218928 | 1 | LB | 0 | 0 | 0 | 18 Months | NO
10-2367 | Tank,Diaphragm/4.5 Gallon | Tank,Diaphragm/4.5 Gallon | https://www.zoellerpumps.com/en-us/products/potable-water | EA | 152 |  | 53514218942 | 10 | LB | 11.5 | 11.5 | 15.3 | 18 Months | NO
10-2368 | Tank,Vertical Diaphragm/Air-E-Tainer/14 Gallon/Steel | Tank,Vertical Diaphragm/Air-E-Tainer/14 Gallon/Steel | https://www.zoellerpumps.com/en-us/products/potable-water | EA | 382 |  | 53514218966 | 27 | LB | 16.5 | 23 | 16.5 | 18 Months | NO
10-2369 | Tank,Vertical Diaphragm/Air-E-Tainer/20 Gallon/Steel | Tank,Vertical Diaphragm/Air-E-Tainer/20 Gallon/Steel | https://www.zoellerpumps.com/en-us/products/potable-water | EA | 349 |  | 53514218980 | 35 | LB | 16.5 | 32 | 16.5 | 18 Months | NO
10-2370 | Tank,Vertical Diaphragm/Air-E-Tainer/32 Gallon/Steel | Tank,Vertical Diaphragm/Air-E-Tainer/32 Gallon/Steel | https://www.zoellerpumps.com/en-us/products/potable-water | EA | 563 |  | 53514219000 | 53 | LB | 16.5 | 44 | 16.5 | 18 Months | NO
10-2371 | Tank,Vertical Diaphragm/Air-E-Tainer/44 Gallon/Steel | Tank,Vertical Diaphragm/Air-E-Tainer/44 Gallon/Steel | https://www.zoellerpumps.com/en-us/products/potable-water | EA | 903 |  | 53514219024 | 66 | LB | 14 | 8.5 | 14 | 18 Months | NO
10-2372 | Stand, Air-E-Tainer/Jet Pump | Stand, Air-E-Tainer/Jet Pump | https://www.zoellerpumps.com/en-us/products/potable-water | EA | 40 |  | 53514219048 | 3.5 | LB | 8.5 | 5.5 | 1.5 | 18 Months | NO
10-2373 | Kit, Hook Up(for10-2368&10-2369) w/Stand | Kit, Hook Up(for10-2368&10-2369) w/Stand | https://www.zoellerpumps.com/en-us/products/potable-water | EA | 112 |  | 53514219062 | 8 | LB | 10.25 | 5.5 | 12.5 | 18 Months | NO
10-2374 | Tank, Expansion/Water Heater(2.1 Gal) | Tank, Expansion/Water Heater(2.1 Gal) | https://www.zoellerpumps.com/en-us/products/potable-water | EA | 117 |  | 53514219086 | 7 | LB | 8 | 8 | 8 | 18 Months | NO
10-2375 | Tank, Expansion/Water Heater(4.5 Gal) | Tank, Expansion/Water Heater(4.5 Gal) | https://www.zoellerpumps.com/en-us/products/potable-water | EA | 151 |  | 53514219109 | 10 | LB | 12 | 12 | 12 | 18 Months | NO
10-2376 | Switch, Pressure/20-40 PSI | Switch, Pressure/20-40 PSI | https://www.zoellerpumps.com/en-us/products/potable-water | EA | 25 |  | 53514219123 | 1 | LB | 0 | 0 | 0 | 18 Months | NO
10-2377 | Switch, Pressure/30-50 PSI | Switch, Pressure/30-50 PSI | https://www.zoellerpumps.com/en-us/products/potable-water | EA | 25 |  | 53514219147 | 1 | LB | 0 | 0 | 0 | 18 Months | NO
10-2378 | Switch, Low Pressure Cut Off/20-40 PSI | Switch, Low Pressure Cut Off/20-40 PSI | https://www.zoellerpumps.com/en-us/products/potable-water | EA | 52 |  | 53514219161 | 1 | LB | 4 | 4 | 4 | 18 Months | NO
10-2379 | Gauge, Pressure/100 PSI | Gauge, Pressure/100 PSI | https://www.zoellerpumps.com/en-us/products/potable-water | EA | 26 |  | 53514219185 | 1 | LB | 0 | 0 | 0 | 18 Months | NO
10-2380 | Gauge, Pressure/200 PSI | Gauge, Pressure/200 PSI | https://www.zoellerpumps.com/en-us/products/potable-water | EA | 16 |  | 53514219208 | 1 | LB | 0 | 0 | 0 | 18 Months | NO
10-2381 | Kit,Hook Up (for 10-2367) | Kit,Hook Up (for 10-2367) | https://www.zoellerpumps.com/en-us/products/potable-water | EA | 30 |  | 53514219222 | 8 | LB | 0 | 0 | 0 | 18 Months | NO
10-2421 | Stand,Pump Kit | Stand,Pump Kit | https://www.zoellerpumps.com/en-us/products/accessories/pump-stand | EA | 23 |  | 53514226459 | 1.25 | LB | 3 | 15 | 15 | 18 Months | NO
10-2487 | Control,Sim/230V/1Ph/4X/Is/21.0-30.0A/EX6220/Ext. Opt | Control,Sim/230V/1Ph/4X/Is/21.0-30.0A/EX6220/Ext. Opt | https://www.zoellerpumps.com/en-us/products/alarms/controls/simplex-panels | EA | 2673 |  | 53514232351 | 25 | LB | 21.5 | 10 | 19.5 | 24 months | NO
10-2488 | Control,Sim/230V/1Ph/4X/Is/31-40A/EX6221/Ext Opt | Control,Sim/230V/1Ph/4X/Is/31-40A/EX6221/Ext Opt | https://www.zoellerpumps.com/en-us/products/alarms/controls/simplex-panels | EA | 2796 |  | 53514232399 | 20 | LB | 21.5 | 10 | 19.5 | 24 months | NO
10-2489 | Control,Sim/208/240/480V/3Ph/4X/Is/48.0-65.0FLA/Ext Opt | Control,Sim/208/240/480V/3Ph/4X/Is/48.0-65.0FLA/Ext Opt | https://www.zoellerpumps.com/en-us/products/alarms/controls/simplex-panels | EA | 4235 |  | 53514232535 | 18 | LB | 21.5 | 10 | 19.5 | 24 months | NO
10-2491 | Control,Sim/575V/3Ph/4X/Is/13.0-18.0FLA/Ext Opt | Control,Sim/575V/3Ph/4X/Is/13.0-18.0FLA/Ext Opt | https://www.zoellerpumps.com/en-us/products/alarms/controls/simplex-panels | EA | 2930 |  | 53514232412 | 18 | LB | 21.5 | 10 | 19.5 | 24 months | NO
10-2492 | Control,Sim/575V/3Ph/4X/Is/20-25FLA/Ext Opt | Control,Sim/575V/3Ph/4X/Is/20-25FLA/Ext Opt | https://www.zoellerpumps.com/en-us/products/alarms/controls/simplex-panels | EA | 2942 |  | 53514232436 | 18 | LB | 21.5 | 10 | 19.5 | 24 months | NO
10-2493 | Control,Dup/230V/1Ph/4X/Is/21.0-30.0A/EX6220/Ext. Opt | Control,Dup/230V/1Ph/4X/Is/21.0-30.0A/EX6220/Ext. Opt | https://www.zoellerpumps.com/en-us/products/alarms/controls/duplex-alternator | EA | 5950 |  | 53514232450 | 40 | LB | 28 | 14 | 36 | 24 months | NO
10-2494 | Control,Dup/230V/1Ph/4X/IS/31-40A/EX6221/Ext Opt | Control,Dup/230V/1Ph/4X/IS/31-40A/EX6221/Ext Opt | https://www.zoellerpumps.com/en-us/products/alarms/controls/duplex-alternator | EA | 5957 |  | 53514232474 | 40 | LB | 28 | 14 | 36 | 24 months | NO
10-2495 | Control,Dup/208/240/480V/3Ph/4X/IS/48.0-65.0FLA/Ext Opt | Control,Dup/208/240/480V/3Ph/4X/IS/48.0-65.0FLA/Ext Opt | https://www.zoellerpumps.com/en-us/products/alarms/controls/duplex-alternator | EA | 7000 |  | 53514232573 | 22 | LB | 31.5 | 16.5 | 23.5 | 24 months | NO
10-2497 | Control,Dup/575V/3Ph/4X/IS/13.0-18.0FLA/Ext Opt | Control,Dup/575V/3Ph/4X/IS/13.0-18.0FLA/Ext Opt | https://www.zoellerpumps.com/en-us/products/alarms/controls/duplex-alternator | EA | 3678 |  | 53514232498 | 22 | LB | 31.5 | 16.5 | 23.5 | 24 months | NO
10-2498 | Control,Dup/575V/3Ph/4X/IS/20-25FLA/Ext Opt | Control,Dup/575V/3Ph/4X/IS/20-25FLA/Ext Opt | https://www.zoellerpumps.com/en-us/products/alarms/controls/duplex-alternator | EA | 3929 |  | 53514232511 | 22 | LB | 31.5 | 16.5 | 23.5 | 24 months | NO
10-2516 | Control,Sim/115V/1Ph/0-1Hp/Oil Smart/VLFS | Control,Sim/115V/1Ph/0-1Hp/Oil Smart/VLFS | https://www.zoellerpumps.com/en-us/products/alarms/controls/simplex-panels | EA | 1969 |  | 53514233570 | 10 | LB | 10 | 19.5 | 21.5 | 24 months | NO
10-2614 | A-Pak 120V/1Ph/50-60Hz/15'Mfs/Nema 1/CSA/Auxillary Alarm Contacts | A-Pak 120V/1Ph/50-60Hz/15'Mfs/Nema 1/CSA/Auxillary Alarm Contacts | https://www.zoellerpumps.com/en-us/products/alarms#standard | EA | 174 |  | 53514251352 | 2.75 | LB | 7.5 | 4.5 | 7.5 | 24 months | NO
10-2709 | Control,Sim/Auto Rev/200-230V/1P/4X/15-20.0FLA/IS/Ext Opt | Control,Sim/Auto Rev/200-230V/1P/4X/15-20.0FLA/IS/Ext Opt | https://www.zoellerpumps.com/en-us/products/alarms/controls/simplex-panels | EA | 3171 |  | 53514267971 | 30 | LB | 24 | 16 | 32 | 24 months | NO
10-2710 | Control,Sim/Auto Rev/200-230-460V/3P/4X/9-14A/IS/Ext Opt | Control,Sim/Auto Rev/200-230-460V/3P/4X/9-14A/IS/Ext Opt | https://www.zoellerpumps.com/en-us/products/alarms/controls/simplex-panels | EA | 3226 |  | 53514267995 | 25 | LB | 21 | 10 | 24 | 24 months | NO
10-2711 | Control,Sim/Auto Rev/200-230-460V/3P/4X/4-6.3A/IS/Ext Opt | Control,Sim/Auto Rev/200-230-460V/3P/4X/4-6.3A/IS/Ext Opt | https://www.zoellerpumps.com/en-us/products/alarms/controls/simplex-panels | EA | 3330 |  | 53514268015 | 25 | LB | 14 | 6 | 16 | 24 months | NO
10-2712 | Control,Sim/Auto Rev/575V/3P/4X/4-6.3A/IS/Ext Opt | Control,Sim/Auto Rev/575V/3P/4X/4-6.3A/IS/Ext Opt | https://www.zoellerpumps.com/en-us/products/alarms/controls/simplex-panels | EA | 3330 |  | 53514268039 | 25 | LB | 14 | 6 | 16 | 24 months | NO
10-2713 | Control,Dup/Auto Rev/200-230V/1P/4X/15-20A/IS/Ext Opt | Control,Dup/Auto Rev/200-230V/1P/4X/15-20A/IS/Ext Opt | https://www.zoellerpumps.com/en-us/products/alarms/controls/duplex-alternator | EA | 5400 |  | 53514268053 | 34 | LB | 20 | 10 | 28 | 24 months | NO
10-2714 | Control,Dup/Auto Rev/200-230-460V/3P/4X/9-14A/IS/Ext Opt | Control,Dup/Auto Rev/200-230-460V/3P/4X/9-14A/IS/Ext Opt | https://www.zoellerpumps.com/en-us/products/alarms/controls/duplex-alternator | EA | 5295 |  | 53514268077 | 40 | LB | 24 | 16 | 32 | 24 months | NO
10-2715 | Control,Dup/Auto Rev/200-230-460V/3P/4X/4-6.3A/IS/Ext Opt | Control,Dup/Auto Rev/200-230-460V/3P/4X/4-6.3A/IS/Ext Opt | https://www.zoellerpumps.com/en-us/products/alarms/controls/duplex-alternator | EA | 5321 |  | 53514268091 | 40 | LB | 24 | 16 | 32 | 24 months | NO
10-2716 | Control,Dup/Auto Rev/575V/3P/4X/4-6.3A/IS/Ext Opt | Control,Dup/Auto Rev/575V/3P/4X/4-6.3A/IS/Ext Opt | https://www.zoellerpumps.com/en-us/products/alarms/controls/duplex-alternator | EA | 4907 |  | 53514268114 | 40 | LB | 24 | 16 | 32 | 24 months | NO
10-2717 | Control,Sim/200-230V/1Ph/4X/15-20A/IS/X841/X842/Ext Opt | Control,Sim/200-230V/1Ph/4X/15-20A/IS/X841/X842/Ext Opt | https://www.zoellerpumps.com/en-us/products/alarms/controls/simplex-panels | EA | 2668 |  | 53514268138 | 24 | LB | 14 | 6 | 16 | 24 months | NO
10-2720 | Control,Sim/575V/3Ph/4X/4-6.3A/IS/X841/X842/Ext Opt | Control,Sim/575V/3Ph/4X/4-6.3A/IS/X841/X842/Ext Opt | https://www.zoellerpumps.com/en-us/products/alarms/controls/simplex-panels | EA | 2827 |  | 53514268190 | 24 | LB | 14 | 6 | 16 | 24 months | NO
10-2721 | Control,Dup/200-230V/1Ph/4X/15-20A/IS/X841/X842/Ext. Opt | Control,Dup/200-230V/1Ph/4X/15-20A/IS/X841/X842/Ext. Opt | https://www.zoellerpumps.com/en-us/products/alarms/controls/duplex-alternator | EA | 4357 |  | 53514268213 | 30 | LB | 24 | 16 | 32 | 24 months | NO
10-2724 | Control,Dup/575V/3Ph/4X/4-6.3A/IS/X841/X842/Ext. Opt | Control,Dup/575V/3Ph/4X/4-6.3A/IS/X841/X842/Ext. Opt | https://www.zoellerpumps.com/en-us/products/alarms/controls/duplex-alternator | EA | 3635 |  | 53514268275 | 26 | LB | 14 | 6 | 16 | 24 months | NO
10-3050 | Kit,Extension/QJ Ultima "202"/White | Kit,Extension/QJ Ultima "202"/White | https://www.zoellerpumps.com/en-us/products/toilet-grinder/qwik-jon-ultima | EA | 100 |  | 53514300197 | 5 | LB | 4.5 | 4.5 | 30 | 18 Months | NO
10-3067 | Control, C-Pak Alarm | Control, C-Pak Alarm | https://www.zoellerpumps.com/en-us/products/alarms | EA | 295 |  | 53514305857 | 4 | LB | 6.25 | 7.25 | 11 | 18 Months | NO
10-3074 | Control,Sim/208-240-480V/3Ph/4X/37-50A/SL & TCO | Control,Sim/208-240-480V/3Ph/4X/37-50A/SL & TCO | https://www.zoellerpumps.com/en-us/products/alarms/controls/simplex-panels | EA | 2614 |  | 53514305574 | 26 | LB | 12 | 6 | 14 | 24 months | NO
10-3075 | Control,Dup/208-240-480V/3Ph/4X/37-50A/SL & TCO | Control,Dup/208-240-480V/3Ph/4X/37-50A/SL & TCO | https://www.zoellerpumps.com/en-us/products/alarms/controls/duplex-alternator | EA | 4402 |  | 53514305598 | 30 | LB | 20 | 10 | 28 | 24 months | NO
10-3092 | Control,Sim/208-240-480V/3Ph/4X/37-50A/IIntrinsicaly Safe/SL & TCO | Control,Sim/208-240-480V/3Ph/4X/37-50A/IIntrinsicaly Safe/SL & TCO | https://www.zoellerpumps.com/en-us/products/alarms/controls/explosion-proof | EA | 3679 |  | 53514307998 | 26 | LB | 16 | 8 | 18 | 24 months | NO
10-3093 | Control,Dup/208-240-480V/3Ph/4X/37-50A/Intrinsicaly Safe/SL & TCO | Control,Dup/208-240-480V/3Ph/4X/37-50A/Intrinsicaly Safe/SL & TCO | https://www.zoellerpumps.com/en-us/products/alarms/controls/explosion-proof | EA | 5534 |  | 53514308018 | 26 | LB | 20 | 10 | 28 | 24 months | NO
10-3207 | Control,Sim/115/200/230V/1Ph/4X/0-12Fla/Pump W-Wired In Float & Man Run/810/815 | Control,Sim/115/200/230V/1Ph/4X/0-12Fla/Pump W-Wired In Float & Man Run/810/815 | https://www.zoellerpumps.com/en-us/products/grinder-pumps#progressing-cavity | EA | 715 |  | 53514315139 | 12 | LB | 18 | 7.5 | 15 | 24 months | NO
10-3237 | Switch Asm, IS Mechanical Float-(3) Floats & Brackets | Switch Asm, IS Mechanical Float-(3) Floats & Brackets | https://www.zoellerpumps.com/en-us/products/alarms/switches | EA | 360 |  | 53514317218 | 10 | LB | 12.25 | 12.25 | 12.25 | 24 Months | NO
10-3238 | Switch Asm, IS Mechanical Float-(4) Floats & Brackets | Switch Asm, IS Mechanical Float-(4) Floats & Brackets | https://www.zoellerpumps.com/en-us/products/alarms/switches | EA | 467 |  | 53514321956 | 14 | LB | 12.25 | 12.25 | 12.25 | 24 Months | NO
10-3299 | Control,Dup/200/230/460V/3P/4X/4.0-6.3A/Auto Reversing/Ext Opt | Control,Dup/200/230/460V/3P/4X/4.0-6.3A/Auto Reversing/Ext Opt | https://www.zoellerpumps.com/en-us/products/alarms/controls/duplex-alternator | EA | 4021 |  | 53514323752 | 35 | LB | 24 | 16 | 32.5 | 24 months | NO
10-3304 | Control,Dup/115/200/230V/1Ph/4X/15-20Fla/Ext Opt | Control,Dup/115/200/230V/1Ph/4X/15-20Fla/Ext Opt | https://www.zoellerpumps.com/en-us/products/alarms/controls/duplex-alternator | EA | 1955 |  | 53514324223 | 19 | LB | 9.5 | 20.5 | 22.5 | 24 months | NO
10-3309 | Control,Dup/200/230/460V/3Ph/4X/2.5-4.0A/Ext Opt | Control,Dup/200/230/460V/3Ph/4X/2.5-4.0A/Ext Opt | https://www.zoellerpumps.com/en-us/products/alarms/controls/duplex-alternator | EA | 2966 |  | 53514324551 | 22 | LB | 23.5 | 9.5 | 20.5 | 24 months | NO
10-3311 | Control,Sim/200/230/460V/3Ph/4X/2.5-4.0Fla/Ext Opt | Control,Sim/200/230/460V/3Ph/4X/2.5-4.0Fla/Ext Opt | https://www.zoellerpumps.com/en-us/products/alarms/controls/simplex-panels | EA | 1883 |  | 53514324575 | 20 | LB | 10 | 19.5 | 21.5 | 24 months | NO
10-3322 | Control,Sim/200/230/460V/Is/9.0-14.0A/Ext Opt | Control,Sim/200/230/460V/Is/9.0-14.0A/Ext Opt | https://www.zoellerpumps.com/en-us/products/alarms/controls/simplex-panels | EA | 3337 |  | 53514324971 | 24 | LB | 21.5 | 10 | 19.5 | 24 months | NO
10-3325 | Control,Sim/200/230/460V/3Ph/4X/Is/4.0-6.3A/Ext. Opt | Control,Sim/200/230/460V/3Ph/4X/Is/4.0-6.3A/Ext. Opt | https://www.zoellerpumps.com/en-us/products/alarms/controls/simplex-panels | EA | 3219 |  | 53514325008 | 24 | LB | 21.5 | 10 | 19.5 | 24 months | NO
10-3329 | Control,Sim/120/208/240V/1Ph/4X/0-7A/Alarm/SF/Ext Opt | Control,Sim/120/208/240V/1Ph/4X/0-7A/Alarm/SF/Ext Opt | https://www.zoellerpumps.com/en-us/products/alarms/controls/simplex-panels | EA | 1115 |  | 53514325251 | 18 | LB | 21.5 | 10 | 19.5 | 24 months | NO
10-3332 | Control,Dup/200/230/460V/3Ph/4X/9.0-14.0Fla/IS/Ext. Opt | Control,Dup/200/230/460V/3Ph/4X/9.0-14.0Fla/IS/Ext. Opt | https://www.zoellerpumps.com/en-us/products/alarms/controls/duplex-alternator | EA | 4790 |  | 53514325862 | 25 | LB | 9.5 | 20.5 | 23.5 | 24 months | NO
10-3335 | Control,Dup/200/230/460V/3Ph/4X/9-14.0A/Ext Opt | Control,Dup/200/230/460V/3Ph/4X/9-14.0A/Ext Opt | https://www.zoellerpumps.com/en-us/products/alarms/controls/duplex-alternator | EA | 4249 |  | 53514326142 | 28 | LB | 23.5 | 9.5 | 20.5 | 24 months | NO
10-3350 | Control,Dup/200/230/460V/3Ph/4X/2.5-4.0Fla/Ext Opt | Control,Dup/200/230/460V/3Ph/4X/2.5-4.0Fla/Ext Opt | https://www.zoellerpumps.com/en-us/products/alarms/controls/duplex-alternator | EA | 3120 |  | 53514327118 | 21 | LB | 9.5 | 20.5 | 23.5 | 24 months | NO
10-3360 | Control,Dup/200/230/460V/3P/4X/4.0-6.3A/Ext Opt | Control,Dup/200/230/460V/3P/4X/4.0-6.3A/Ext Opt | https://www.zoellerpumps.com/en-us/products/alarms/controls/duplex-alternator | EA | 2610 |  | 53514327347 | 20 | LB | 23.5 | 9.5 | 20.5 | 24 months | NO
10-3361 | Control,Dup/200/230/460V/3Ph/4X/17-23FLA/Ext Opt | Control,Dup/200/230/460V/3Ph/4X/17-23FLA/Ext Opt | https://www.zoellerpumps.com/en-us/products/alarms/controls/duplex-alternator | EA | 4791 |  | 53514327354 | 27 | LB | 20.5 | 9.5 | 23.5 | 24 months | NO
10-3560 | Bracket, Lifting SS/Z-Rail/50,90,150 Series | Bracket, Lifting SS/Z-Rail/50,90,150 Series | https://www.zoellerpumps.com/en-us/products/accessories/rail-systems | EA | 62 |  | 53514346546 | 0 |  | 0 | 0 | 0 | 18 Months | NO
10-3561 | Bracket, Lifting SS/Z-Rail/140 Series | Bracket, Lifting SS/Z-Rail/140 Series | https://www.zoellerpumps.com/en-us/products/accessories/rail-systems | EA | 62 |  | 53514346553 | 0 |  | 0 | 0 | 0 | 18 Months | NO
10-3592 | Adapter-Cord Asm/Rectangular EQD to Round EQD/E-ONE | Adapter-Cord Asm/Rectangular EQD to Round EQD/E-ONE | https://www.zoellerpumps.com/en-us/products/grinder-pumps#progressing-cavity | EA | 346 |  | 53514343699 | 4 | LB | 0 | 0 | 0 | 18 Months | NO
10-3672 | Control,Sim/200/230/460V/3Ph/4X/2.5-4.0Fla/Ext Opt | Control,Sim/200/230/460V/3Ph/4X/2.5-4.0Fla/Ext Opt | https://www.zoellerpumps.com/en-us/products/alarms/controls/simplex-panels | EA | 2097 |  | 53514349813 | 20 | LB | 10 | 19.5 | 21.5 | 24 months | NO
10-3791 | Switch,Mech Flt/30Vdc/.1A/75'Cd/Narrow/Extl Wt | Switch,Mech Flt/30Vdc/.1A/75'Cd/Narrow/Extl Wt | https://www.zoellerpumps.com/en-us/products/alarms/switches | EA | 139 |  | 53514355418 | 5 | LB | 8 | 5 | 8 | 24 Months | NO
10-3829 | Lifting Bracket SS/Z-railL/803,805,807 Series | Lifting Bracket SS/Z-railL/803,805,807 Series | https://www.zoellerpumps.com/en-us/products/accessories/rail-systems | EA | 62 |  | 53514359201 | 0 |  | 0 | 0 | 0 | 18 Months | NO
10-3847 | Control,Sim/230V/1Ph/4X/Is/20-30FLA/EX7110/Ext. Opt | Control,Sim/230V/1Ph/4X/Is/20-30FLA/EX7110/Ext. Opt | https://www.zoellerpumps.com/en-us/products/alarms/controls/simplex-panels | EA | 2869 |  | 53514359577 | 25 | LB | 21.5 | 10 | 19.5 | 24 months | NO
10-3848 | Control,Dup/230V/1Ph/4X/Is/20-30FLA/EX7110/Ext. Opt | Control,Dup/230V/1Ph/4X/Is/20-30FLA/EX7110/Ext. Opt | https://www.zoellerpumps.com/en-us/products/alarms/controls/duplex-alternator | EA | 4912 |  | 53514359584 | 26 | LB | 31.5 | 16.5 | 23.5 | 24 months | NO
10-3850 | Control,Sim/Auto Rev/200/230/460/3P/4X/4.0-6.3Fla/Ext Opt | Control,Sim/Auto Rev/200/230/460/3P/4X/4.0-6.3Fla/Ext Opt | https://www.zoellerpumps.com/en-us/products/alarms/controls/simplex-panels | EA | 2371 |  | 53514359683 | 22 | LB | 16.5 | 23.5 | 31.5 | 24 months | NO
10-3851 | Control,Sim/Auto Rev/575V/3Ph/4X/4-6.3A/Ext Opt | Control,Sim/Auto Rev/575V/3Ph/4X/4-6.3A/Ext Opt | https://www.zoellerpumps.com/en-us/products/alarms/controls/simplex-panels | EA | 2290 |  | 53514359690 | 22 | LB | 31.5 | 16.5 | 23.5 | 24 months | NO
10-3852 | Control,Dup/Auto Rev/575V/3Ph/4X/4-6.3A/Ext Opt | Control,Dup/Auto Rev/575V/3Ph/4X/4-6.3A/Ext Opt | https://www.zoellerpumps.com/en-us/products/alarms/controls/duplex-alternator | EA | 3839 |  | 53514359706 | 35 | LB | 24 | 16 | 32 | 24 months | NO
104-0005 | Mini Drain 104(72) | Mini Drain 104(72) | https://www.zoellerpumps.com/en-us/products/sump-effluent-pumps/residential/model-72 | EA | 320 |  | 53514041717 | 16 | LB | 15 | 15 | 15 | 18 Months | NO
10-4011 | A-Pak Proprietary/120V/1Ph/50-60Hz/15'VRS/Nema 1/cCSAus | A-Pak Proprietary/120V/1Ph/50-60Hz/15'VRS/Nema 1/cCSAus | https://www.zoellerpumps.com/en-us/products/alarms#z-control-enabled | EA | 137 |  | 53514382889 | 0.5 | LB | 5 | 8 | 8 | 24 Months | NO
10-4012 | A-Pak Proprietary/120V/1Ph/50-60Hz/15'MFS/Nema 1/cCSAus | A-Pak Proprietary/120V/1Ph/50-60Hz/15'MFS/Nema 1/cCSAus | https://www.zoellerpumps.com/en-us/products/alarms#z-control-enabled | EA | 189 |  | 53514385354 | 1 | LB | 5 | 8 | 8 | 24 Months | NO
10-4013 | A-Pak Connected/120V/1Ph/50-60Hz/15'VRS/Nema 1/CSA | A-Pak Connected/120V/1Ph/50-60Hz/15'VRS/Nema 1/CSA | https://www.zoellerpumps.com/en-us/products/alarms#z-control-enabled | EA | 276 |  | 53514393007 | 0.5 | LB | 5 | 8 | 8 | 60 Months | NO
10-4014 | A-Pak Connected/120V/1Ph/50-60Hz/15'MFS/Nema 1/CSA | A-Pak Connected/120V/1Ph/50-60Hz/15'MFS/Nema 1/CSA | https://www.zoellerpumps.com/en-us/products/alarms#z-control-enabled | EA | 332 |  | 53514393021 | 1 | LB | 5 | 8 | 8 | 60 Months | NO
10-4144 | Gateway,Z Control/(Power Adapter Included) | Gateway,Z Control/(Power Adapter Included) | https://www.zoellerpumps.com/en-us/products/alarms#z-control-enabled | EA | 473 |  | 53514387624 | 1 | LB | 5 | 2.75 | 7 | 60 Months | NO
10-4166 | Control,Sim/200-230V/1P/4X/15-20FLA/Ext Opt | Control,Sim/200-230V/1P/4X/15-20FLA/Ext Opt | https://www.zoellerpumps.com/en-us/products/alarms/controls/simplex-panels | EA | 1618 |  | 53514386900 | 15 | LB | 22 | 10 | 19 | 24 months | NO
10-4462 | Control,Dup/110/200/230V/1Ph/4X/0-7Fla/Ext Opt No Floats | Control,Dup/110/200/230V/1Ph/4X/0-7Fla/Ext Opt No Floats | https://www.zoellerpumps.com/en-us/products/alarms/controls/duplex-alternator | EA | 1284 |  | 53514402563 | 19 | LB | 9.5 | 20 | 23.5 | 24 months | NO
10-4463 | Control,Sim/110/200/230/1Ph/4X/0-7FLA/Ext Opt No Floats | Control,Sim/110/200/230/1Ph/4X/0-7FLA/Ext Opt No Floats | https://www.zoellerpumps.com/en-us/products/alarms/controls/simplex-panels | EA | 745 |  | 53514402587 | 7.5 | LB | 18 | 7.5 | 15 | 24 months | NO
10-4464 | Control,Dup/115/200/230V/1P/4X/7-15Fla/Ext Opt No Floats | Control,Dup/115/200/230V/1P/4X/7-15Fla/Ext Opt No Floats | https://www.zoellerpumps.com/en-us/products/alarms/controls/duplex-alternator | EA | 1284 |  | 53514402600 | 20 | LB | 9.5 | 19 | 22 | 24 months | NO
10-4465 | Control,Sim/115/200/230V/1P/4X/7-15Fla/Ext Opt No Floats | Control,Sim/115/200/230V/1P/4X/7-15Fla/Ext Opt No Floats | https://www.zoellerpumps.com/en-us/products/alarms/controls/simplex-panels | EA | 741 |  | 53514402624 | 16 | LB | 7.5 | 15 | 18 | 24 months | NO
10-4506 | J-Box,Sim/ W-O Holes/(Field Installed) | J-Box,Sim/ W-O Holes/(Field Installed) |  | EA | 137 |  | 53514417826 | 0 | 0 | 0 | 0 | 0 | 18 Months | NO
10-4507 | J-Box,Dup/ W-O Holes/(Field Installed) | J-Box,Dup/ W-O Holes/(Field Installed) |  | EA | 155 |  | 53514417833 | 0 | 0 | 0 | 0 | 0 | 18 Months | NO
10-4536 | Control,Sim/115/200/230/1P/4X/15-20A/Alm/Ext Opt | Control,Sim/115/200/230/1P/4X/15-20A/Alm/Ext Opt | https://www.zoellerpumps.com/en-us/products/alarms/controls/simplex-panels | EA | 845 |  | 53514414962 | 16 | LB | 18 | 7.5 | 15 | 24 months | NO
10-4537 | Control,Sim/115/200/230V/1P/4X/20-30Fla/Ext Opt | Control,Sim/115/200/230V/1P/4X/20-30Fla/Ext Opt | https://www.zoellerpumps.com/en-us/products/alarms/controls/simplex-panels | EA | 938 |  | 53514414986 | 17 | LB | 7.5 | 15 | 18 | 24 months | NO
10-4539 | Control,Dup/115/200/230V/1P/4X/20-30Fla/Ext Opt | Control,Dup/115/200/230V/1P/4X/20-30Fla/Ext Opt | https://www.zoellerpumps.com/en-us/products/alarms/controls/duplex-alternator | EA | 1342 |  | 53514415068 | 18 | LB | 9.5 | 19 | 22 | 24 months | NO
10-4540 | Control,Dup/115/200/230V/1P/4X/15-20A/Alm/Ext Opt | Control,Dup/115/200/230V/1P/4X/15-20A/Alm/Ext Opt | https://www.zoellerpumps.com/en-us/products/alarms/controls/duplex-alternator | EA | 1312 |  | 53514415044 | 19 | LB | 22 | 9.5 | 19 | 24 months | NO
10-4751 | Hose,Flexible 1.25" X 18"/304 SS Braided (MNPT X FNPT Union)) | Hose,Flexible 1.25" X 18"/304 SS Braided (MNPT X FNPT Union)) |  | EA | 385 |  | 53514442460 | 1 | LB | 0 | 0 | 0 | 18 Months | NO
10-4824 | Adapter-Cord Asm/Male Rectangular EQD To Female Round EQD/E-ONE | Adapter-Cord Asm/Male Rectangular EQD To Female Round EQD/E-ONE | https://www.zoellerpumps.com/en-us/products/grinder-pumps/progressing-cavity/932-replacement | EA | 358 |  | 53514450625 | 4 | LB | 0 | 0 | 0 | 18 Months | NO
10-4867 | Buffalo,Curb Box/Sewer Marking Cover/42-60" Depth/General Foundries PN 37094E | Buffalo,Curb Box/Sewer Marking Cover/42-60" Depth/General Foundries PN 37094E | https://www.zoellerpumps.com/en-us/products/grinder-pumps/progressing-cavity/932-replacement | EA | 100 |  | 53514453275 | 40 | LB | 50 | 7.5 | 50 | 18 Months | NO
10-4875 | Buffalo,Curb Box/Sewer Marking Cover/30-42" Depth/General Foundries PN 37092D | Buffalo,Curb Box/Sewer Marking Cover/30-42" Depth/General Foundries PN 37092D | https://www.zoellerpumps.com/en-us/products/grinder-pumps/progressing-cavity/932-replacement | EA | 93 |  | 53514454357 | 35 | LB | 42 | 5 | 42 | 18 Months | NO
105-0001 | Drain Pump 105/M53 115V/1Ph/cUPC | Drain Pump 105/M53 115V/1Ph/cUPC | https://www.zoellerpumps.com/en-us/products/package-systems/drain-pump | EA | 350 |  | 53514012953 | 30 | LB | 15.25 | 15 | 15.25 | 36 Months | PUMP ONLY
105-0010 | Drain Pump 105 M53 115V/1Ph/2"Inlet | Drain Pump 105 M53 115V/1Ph/2"Inlet | https://www.zoellerpumps.com/en-us/products/package-systems/drain-pump | EA | 525 |  | 53514151782 | 30 | LB | 15.25 | 15 | 15.25 | 36 Months | PUMP ONLY
105-0017 | Drain Pump/Pre-Assembled/105/M53 115V/1Ph | Drain Pump/Pre-Assembled/105/M53 115V/1Ph | https://www.zoellerpumps.com/en-us/products/package-systems/drain-pump | EA | 380 |  | 53514466824 | 30 | LB | 15.25 | 15 | 15.25 | 36 Months | PUMP ONLY
108-0001 | Crawl Space Sump W/M53 Pump/25'Cd | Crawl Space Sump W/M53 Pump/25'Cd | https://www.zoellerpumps.com/en-us/products/package-systems/crawl-space | EA | 473 |  | 53514094133 | 33 | LB | 22.25 | 16.25 | 16.25 | 36 Months | PUMP ONLY
108-0009 | Crawl Space Sump w-WM49 Pump/20'Cd | Crawl Space Sump w-WM49 Pump/20'Cd | https://www.zoellerpumps.com/en-us/products/package-systems/crawl-space | EA | 453 |  | 53514260057 | 33 | LB | 22.25 | 16.25 | 16.25 | 18 Months | PUMP ONLY
109-0005 | Scale Removal System W-N42 | Scale Removal System W-N42 | https://www.zoellerpumps.com/en-us/products/hvac/scale-removal | EA | 430 |  | 53514268312 | 15.3 | LB | 15 | 15 | 18 | 18 Months | NO
115-0001 | Drain Pump 115 M57/1Ph/cUPC | Drain Pump 115 M57/1Ph/cUPC | https://www.zoellerpumps.com/en-us/products/package-systems/drain-pump | EA | 382 |  | 53514013578 | 36 | LB | 15.25 | 15 | 15.25 | 36 Months | PUMP ONLY
120-0001 | Drain Pump 120 M59/115V/1Ph/cUPC | Drain Pump 120 M59/115V/1Ph/cUPC | https://www.zoellerpumps.com/en-us/products/package-systems/drain-pump | EA | 2006 |  | 53514013585 | 37 | LB | 15.25 | 15 | 15.25 | 36 Months | NO
131-0001 | Drain Pump 131 M98/115V/1Ph/cUPC | Drain Pump 131 M98/115V/1Ph/cUPC | https://www.zoellerpumps.com/en-us/products/package-systems/drain-pump | EA | 491 |  | 53514036270 | 43 | LB | 15.25 | 15 | 15.25 | 36 Months | PUMP ONLY
132-0001 | Drain Pump 132 M72/115V/1Ph/Preassembled | Drain Pump 132 M72/115V/1Ph/Preassembled | https://www.zoellerpumps.com/en-us/products/package-systems/drain-pump | EA | 378 |  | 53514144630 | 19 | LB | 15.25 | 15 | 15.25 | 36 Months | PUMP ONLY
135-0005 | Drain Pump 135 WM152/115V/1Ph/Vfs | Drain Pump 135 WM152/115V/1Ph/Vfs | https://www.zoellerpumps.com/en-us/products/sump-effluent-pumps/effluent/150-series | EA | 630 |  | 53514151225 | 48 | LB | 15.25 | 15 | 15.25 | 36 Months | YES
137-0001 | M137 115V/1Ph/cCSAus/UL | M137 115V/1Ph/cCSAus/UL | https://www.zoellerpumps.com/en-us/products/sump-effluent-pumps/effluent/130-series | EA | 542 |  | 53514013943 | 47 | LB | 13.75 | 11 | 11 | 36 Months | YES
137-0002 | N137 115V/1Ph/cCSAus/UL | N137 115V/1Ph/cCSAus/UL | https://www.zoellerpumps.com/en-us/products/sump-effluent-pumps/effluent/130-series | EA | 499 |  | 53514013950 | 46 | LB | 13.75 | 11 | 11 | 36 Months | YES
137-0003 | D137 230V/1Ph/cCSAus/UL | D137 230V/1Ph/cCSAus/UL | https://www.zoellerpumps.com/en-us/products/sump-effluent-pumps/effluent/130-series | EA | 641 |  | 53514013967 | 47 | LB | 13.75 | 11 | 11 | 36 Months | YES
137-0004 | E137 230V/1Ph/UL/cCSAus | E137 230V/1Ph/UL/cCSAus | https://www.zoellerpumps.com/en-us/products/sump-effluent-pumps/effluent/130-series | EA | 590 |  | 53514013974 | 46 | LB | 13.75 | 11 | 11 | 36 Months | YES
137-0005 | M137 15'Cd/115V/1Ph/cCSAus/UL | M137 15'Cd/115V/1Ph/cCSAus/UL | https://www.zoellerpumps.com/en-us/products/sump-effluent-pumps/effluent/130-series | EA | 567 |  | 53514013981 | 47 | LB | 13.75 | 11 | 11 | 36 Months | YES
137-0007 | M137 25'Cd/115V/1Ph/cCSAus/UL | M137 25'Cd/115V/1Ph/cCSAus/UL | https://www.zoellerpumps.com/en-us/products/sump-effluent-pumps/effluent/130-series | EA | 597 |  | 53514013998 | 49 | LB | 13.75 | 11 | 11 | 36 Months | YES
137-0008 | M137 35'Cd/115V/1Ph/cCSAus/UL | M137 35'Cd/115V/1Ph/cCSAus/UL | https://www.zoellerpumps.com/en-us/products/sump-effluent-pumps/effluent/130-series | EA | 617 |  | 53514014001 | 52 | LB | 13.75 | 11 | 11 | 36 Months | YES
137-0010 | M137 50'Cd/115V/1Ph/cCSAus/UL | M137 50'Cd/115V/1Ph/cCSAus/UL | https://www.zoellerpumps.com/en-us/products/sump-effluent-pumps/effluent/130-series | EA | 642 |  | 53514014025 | 56 | LB | 13.75 | 11 | 11 | 36 Months | YES
137-0011 | M137 115V/1Ph/Extra Duty | M137 115V/1Ph/Extra Duty | https://www.zoellerpumps.com/en-us/products/sump-effluent-pumps/effluent/130-series | EA | 587 |  | 53514014032 | 47 | LB | 13.75 | 11 | 11 | 36 Months | YES
137-0012 | N137 115V/1Ph/Extra Duty | N137 115V/1Ph/Extra Duty | https://www.zoellerpumps.com/en-us/products/sump-effluent-pumps/effluent/130-series | EA | 544 |  | 53514014049 | 46 | LB | 13.75 | 11 | 11 | 36 Months | YES
137-0017 | H137 200-208V/1Ph/cCSAus | H137 200-208V/1Ph/cCSAus | https://www.zoellerpumps.com/en-us/products/sump-effluent-pumps/effluent/130-series | EA | 681 |  | 53514014063 | 47 | LB | 13.75 | 11 | 11 | 36 Months | YES
137-0019 | N137 50'Cd/115V/1Ph/cCSAus/UL | N137 50'Cd/115V/1Ph/cCSAus/UL | https://www.zoellerpumps.com/en-us/products/sump-effluent-pumps/effluent/130-series | EA | 599 |  | 53514014070 | 55 | LB | 13.75 | 11 | 11 | 36 Months | YES
137-0027 | J137 200-208V/3Ph/cCSAus/UL | J137 200-208V/3Ph/cCSAus/UL | https://www.zoellerpumps.com/en-us/products/sump-effluent-pumps/effluent/130-series | EA | 705 |  | 53514014148 | 46 | LB | 13.75 | 11 | 11 | 36 Months | YES
137-0029 | I137 200-208V/1Ph/cCSAus | I137 200-208V/1Ph/cCSAus | https://www.zoellerpumps.com/en-us/products/sump-effluent-pumps/effluent/130-series | EA | 630 |  | 53514014162 | 46 | LB | 13.75 | 11 | 11 | 36 Months | YES
137-0032 | N137 115V/1Ph/BI/ED | N137 115V/1Ph/BI/ED | https://www.zoellerpumps.com/en-us/products/sump-effluent-pumps/effluent/130-series | EA | 744 |  | 53514014179 | 46 | LB | 13.75 | 11 | 11 | 36 Months | YES
137-0036 | F137 230V/3Ph/cCSAus/UL | F137 230V/3Ph/cCSAus/UL | https://www.zoellerpumps.com/en-us/products/sump-effluent-pumps/effluent/130-series | EA | 705 |  | 53514014186 | 46 | LB | 13.75 | 11 | 11 | 36 Months | NO
137-0037 | M137 115V/1Ph/BI/cCSAus/UL | M137 115V/1Ph/BI/cCSAus/UL | https://www.zoellerpumps.com/en-us/products/sump-effluent-pumps/effluent/130-series | EA | 742 |  | 53514014193 | 47 | LB | 13.75 | 11 | 11 | 36 Months | YES
137-0039 | N137 25'Cd/115V/1Ph/cCSAus/UL | N137 25'Cd/115V/1Ph/cCSAus/UL | https://www.zoellerpumps.com/en-us/products/sump-effluent-pumps/effluent/130-series | EA | 554 |  | 53514014216 | 48 | LB | 13.75 | 11 | 11 | 36 Months | YES
137-0040 | M137 25'Cd/115V/1Ph/BI/cCSAus/UL | M137 25'Cd/115V/1Ph/BI/cCSAus/UL | https://www.zoellerpumps.com/en-us/products/sump-effluent-pumps/effluent/130-series | EA | 797 |  | 53514014223 | 49 | LB | 13.75 | 11 | 11 | 36 Months | YES
137-0041 | E137 35'Cd/230V/1Ph/UL/cCSAus | E137 35'Cd/230V/1Ph/UL/cCSAus | https://www.zoellerpumps.com/en-us/products/sump-effluent-pumps/effluent/130-series | EA | 665 |  | 53514014230 | 51 | LB | 13.75 | 11 | 11 | 36 Months | YES
137-0042 | N137 115V/1Ph/BI/cCSAus/UL | N137 115V/1Ph/BI/cCSAus/UL | https://www.zoellerpumps.com/en-us/products/sump-effluent-pumps/effluent/130-series | EA | 699 |  | 53514014247 | 46 | LB | 13.75 | 11 | 11 | 36 Months | YES
137-0044 | N137 25'Cd/115V/1Ph/ED | N137 25'Cd/115V/1Ph/ED | https://www.zoellerpumps.com/en-us/products/sump-effluent-pumps/effluent/130-series | EA | 599 |  | 53514014261 | 48 | LB | 13.75 | 11 | 11 | 36 Months | YES
137-0045 | BN137 115V/1Ph/Pb15'/UL cCSAus Pump | BN137 115V/1Ph/Pb15'/UL cCSAus Pump | https://www.zoellerpumps.com/en-us/products/sump-effluent-pumps/effluent/130-series | EA | 539 |  | 53514014278 | 48 | LB | 13.75 | 11 | 11 | 36 Months | YES
137-0047 | H137 25'Cd/200-208V/1Ph/cCSAus | H137 25'Cd/200-208V/1Ph/cCSAus | https://www.zoellerpumps.com/en-us/products/sump-effluent-pumps/effluent/130-series | EA | 736 |  | 53514014292 | 49 | LB | 13.75 | 11 | 11 | 36 Months | YES
137-0048 | J137 200-208V/3Ph/ED | J137 200-208V/3Ph/ED | https://www.zoellerpumps.com/en-us/products/sump-effluent-pumps/effluent/130-series | EA | 750 |  | 53514014308 | 46 | LB | 13.75 | 11 | 11 | 36 Months | YES
137-0049 | I137 200-208V/1Ph/Br-Imp/cCSAus | I137 200-208V/1Ph/Br-Imp/cCSAus | https://www.zoellerpumps.com/en-us/products/sump-effluent-pumps/effluent/130-series | EA | 830 |  | 53514014315 | 46 | LB | 13.75 | 11 | 11 | 36 Months | YES
137-0050 | G137 460V/3Ph/cCSAus | G137 460V/3Ph/cCSAus | https://www.zoellerpumps.com/en-us/products/sump-effluent-pumps/effluent/130-series | EA | 705 |  | 53514014322 | 46 | LB | 13.75 | 11 | 11 | 36 Months | YES
137-0052 | D137 25'Cd/230V/1Ph/cCSAus/UL | D137 25'Cd/230V/1Ph/cCSAus/UL | https://www.zoellerpumps.com/en-us/products/sump-effluent-pumps/effluent/130-series | EA | 696 |  | 53514014346 | 49 | LB | 13.75 | 11 | 11 | 36 Months | YES
137-0053 | D137 230V/1Ph/BI/cCSAus/UL | D137 230V/1Ph/BI/cCSAus/UL | https://www.zoellerpumps.com/en-us/products/sump-effluent-pumps/effluent/130-series | EA | 956 |  | 53514014353 | 47 | LB | 13.75 | 11 | 11 | 36 Months | YES
137-0054 | E137 230V/1Ph/Extra Duty | E137 230V/1Ph/Extra Duty | https://www.zoellerpumps.com/en-us/products/sump-effluent-pumps/effluent/130-series | EA | 635 |  | 53514014360 | 46 | LB | 13.75 | 11 | 11 | 36 Months | YES
137-0055 | D137 50'Cd/230V/1Ph/BI/cCSAus/UL | D137 50'Cd/230V/1Ph/BI/cCSAus/UL | https://www.zoellerpumps.com/en-us/products/sump-effluent-pumps/effluent/130-series | EA | 941 |  | 53514014377 | 56 | LB | 13.75 | 11 | 11 | 36 Months | YES
137-0056 | J137 25'Cd/200-208V/3Ph/cCSAus/UL | J137 25'Cd/200-208V/3Ph/cCSAus/UL | https://www.zoellerpumps.com/en-us/products/sump-effluent-pumps/effluent/130-series | EA | 760 |  | 53514014384 | 46 | LB | 13.75 | 11 | 11 | 36 Months | YES
137-0057 | M137 50'Cd/115V/1Ph/BI/cCSAus/UL | M137 50'Cd/115V/1Ph/BI/cCSAus/UL | https://www.zoellerpumps.com/en-us/products/sump-effluent-pumps/effluent/130-series | EA | 842 |  | 53514014391 | 56 | LB | 13.75 | 11 | 11 | 36 Months | YES
137-0058 | D137 50'Cd/230V/1Ph/cCSAus/UL | D137 50'Cd/230V/1Ph/cCSAus/UL | https://www.zoellerpumps.com/en-us/products/sump-effluent-pumps/effluent/130-series | EA | 741 |  | 53514025465 | 56 | LB | 13.75 | 11 | 11 | 36 Months | YES
137-0060 | E137 50'Cd/230V/1Ph/UL/cCSAus | E137 50'Cd/230V/1Ph/UL/cCSAus | https://www.zoellerpumps.com/en-us/products/sump-effluent-pumps/effluent/130-series | EA | 690 |  | 53514027360 | 55 | LB | 13.75 | 11 | 11 | 36 Months | YES
137-0065 | F137 25'Cd/230V/3Ph/cCSAus/UL | F137 25'Cd/230V/3Ph/cCSAus/UL | https://www.zoellerpumps.com/en-us/products/sump-effluent-pumps/effluent/130-series | EA | 760 |  | 53514038311 | 48 | LB | 13.75 | 11 | 11 | 36 Months | NO
137-0068 | BE137 230V/1Ph/15'Pb/UL/cCSAus | BE137 230V/1Ph/15'Pb/UL/cCSAus | https://www.zoellerpumps.com/en-us/products/sump-effluent-pumps/effluent/130-series | EA | 635 |  | 53514041380 | 48 | LB | 13.75 | 11 | 11 | 36 Months | YES
137-0069 | G137 460V/3Ph/Extra Duty | G137 460V/3Ph/Extra Duty | https://www.zoellerpumps.com/en-us/products/sump-effluent-pumps/effluent/130-series | EA | 750 |  | 53514041649 | 46 | LB | 13.75 | 11 | 11 | 36 Months | YES
137-0070 | F137 230V/3Ph/Brass Imp/cCSAus/UL | F137 230V/3Ph/Brass Imp/cCSAus/UL | https://www.zoellerpumps.com/en-us/products/sump-effluent-pumps/effluent/130-series | EA | 905 |  | 53514043124 | 46 | LB | 13.75 | 11 | 11 | 36 Months | NO
137-0071 | D137 35'Cd/230V/1Ph/cCSAus/UL | D137 35'Cd/230V/1Ph/cCSAus/UL | https://www.zoellerpumps.com/en-us/products/sump-effluent-pumps/effluent/130-series | EA | 716 |  | 53514043209 | 52 | LB | 13.75 | 11 | 11 | 36 Months | YES
137-0073 | N137 35'Cd/115V/1Ph/cCSAus/UL | N137 35'Cd/115V/1Ph/cCSAus/UL | https://www.zoellerpumps.com/en-us/products/sump-effluent-pumps/effluent/130-series | EA | 574 |  | 53514045814 | 50 | LB | 13.75 | 11 | 11 | 36 Months | YES
137-0077 | H137 200-208V/1Ph/Br Imp/cCSAus | H137 200-208V/1Ph/Br Imp/cCSAus | https://www.zoellerpumps.com/en-us/products/sump-effluent-pumps/effluent/130-series | EA | 881 |  | 53514054670 | 47 | LB | 13.75 | 11 | 11 | 36 Months | YES
137-0078 | D137 15'Cd/230V/1Ph/cCSAus/UL | D137 15'Cd/230V/1Ph/cCSAus/UL | https://www.zoellerpumps.com/en-us/products/sump-effluent-pumps/effluent/130-series | EA | 666 |  | 53514056308 | 47 | LB | 13.75 | 11 | 11 | 36 Months | YES
137-0079 | BN137 115V/1Ph/BI/Pb15'/cCSAus/UL | BN137 115V/1Ph/BI/Pb15'/cCSAus/UL | https://www.zoellerpumps.com/en-us/products/sump-effluent-pumps/effluent/130-series | EA | 739 |  | 53514057312 | 48 | LB | 13.75 | 11 | 11 | 36 Months | YES
137-0082 | J137 200-208V/3Ph/Br Imp/cCSAus/UL | J137 200-208V/3Ph/Br Imp/cCSAus/UL | https://www.zoellerpumps.com/en-us/products/sump-effluent-pumps/effluent/130-series | EA | 905 |  | 53514061470 | 46 | LB | 13.75 | 11 | 11 | 36 Months | YES
137-0083 | H137 50'Cd/200-208V/1Ph/cCSAus | H137 50'Cd/200-208V/1Ph/cCSAus | https://www.zoellerpumps.com/en-us/products/sump-effluent-pumps/effluent/130-series | EA | 781 |  | 53514066857 | 56 | LB | 13.75 | 11 | 11 | 36 Months | YES
137-0086 | BN137 35'Cd/115V/1Ph/Pb35'/UL/cCSAus | BN137 35'Cd/115V/1Ph/Pb35'/UL/cCSAus | https://www.zoellerpumps.com/en-us/products/sump-effluent-pumps/effluent/130-series | EA | 614 |  | 53514078454 | 55 | LB | 13.75 | 11 | 11 | 36 Months | YES
137-0088 | J137 50'Cd/200-208V/3Ph/cCSAus/UL | J137 50'Cd/200-208V/3Ph/cCSAus/UL | https://www.zoellerpumps.com/en-us/products/sump-effluent-pumps/effluent/130-series | EA | 805 |  | 53514082819 | 46 | LB | 13.75 | 11 | 11 | 36 Months | YES
137-0089 | G137 25'Cd/460V/3Ph/cCSAus | G137 25'Cd/460V/3Ph/cCSAus | https://www.zoellerpumps.com/en-us/products/sump-effluent-pumps/effluent/130-series | EA | 760 |  | 53514086718 | 49 | LB | 13.75 | 11 | 11 | 36 Months | YES
137-0090 | M137 15'Cd'115V/1Ph/BI/Extra Duty | M137 15'Cd'115V/1Ph/BI/Extra Duty | https://www.zoellerpumps.com/en-us/products/sump-effluent-pumps/effluent/130-series | EA | 812 |  | 53514086893 | 47 | LB | 13.75 | 11 | 11 | 36 Months | YES
137-0091 | H137 25'Cd/200-208V/1Ph/ED | H137 25'Cd/200-208V/1Ph/ED | https://www.zoellerpumps.com/en-us/products/sump-effluent-pumps/effluent/130-series | EA | 781 |  | 53514089955 | 49 | LB | 13.75 | 11 | 11 | 36 Months | YES
137-0094 | I137 25'Cd/200-208V/1Ph/cCSAus | I137 25'Cd/200-208V/1Ph/cCSAus | https://www.zoellerpumps.com/en-us/products/sump-effluent-pumps/effluent/130-series | EA | 685 |  | 53514102326 | 49 | LB | 13.75 | 11 | 11 | 36 Months | YES
137-0096 | G137 35'Cd/460V/3Ph/cCSAus | G137 35'Cd/460V/3Ph/cCSAus | https://www.zoellerpumps.com/en-us/products/sump-effluent-pumps/effluent/130-series | EA | 780 |  | 53514104993 | 49 | LB | 13.75 | 11 | 11 | 36 Months | YES
137-0097 | G137 50'Cd/460V/3Ph/cCSAus | G137 50'Cd/460V/3Ph/cCSAus | https://www.zoellerpumps.com/en-us/products/sump-effluent-pumps/effluent/130-series | EA | 805 |  | 53514105242 | 49 | LB | 13.75 | 11 | 11 | 36 Months | YES
137-0099 | E137 25'Cd/230V/1Ph/UL/cCSAus | E137 25'Cd/230V/1Ph/UL/cCSAus | https://www.zoellerpumps.com/en-us/products/sump-effluent-pumps/effluent/130-series | EA | 645 |  | 53514120146 | 51 | LB | 13.75 | 11 | 11 | 36 Months | YES
137-0100 | M137 15'Cd/115V/1Ph/BI/cCSAus/UL | M137 15'Cd/115V/1Ph/BI/cCSAus/UL | https://www.zoellerpumps.com/en-us/products/sump-effluent-pumps/effluent/130-series | EA | 767 |  | 53514137618 | 47 | LB | 13.75 | 11 | 11 | 36 Months | YES
137-0101 | N137 50'Cd/115V/1Ph/BI/cCSAus/UL | N137 50'Cd/115V/1Ph/BI/cCSAus/UL | https://www.zoellerpumps.com/en-us/products/sump-effluent-pumps/effluent/130-series | EA | 799 |  | 53514138301 | 46 | LB | 13.75 | 11 | 11 | 36 Months | YES
137-0103 | BN137 115V/1Ph/Pb15'/ED | BN137 115V/1Ph/Pb15'/ED | https://www.zoellerpumps.com/en-us/products/sump-effluent-pumps/effluent/130-series | EA | 584 |  | 53514148430 | 48 | LB | 13.75 | 11 | 11 | 36 Months | YES
137-0104 | BN137 25'Cd/115V/1Ph/Pb25'/UL/cCSAus | BN137 25'Cd/115V/1Ph/Pb25'/UL/cCSAus | https://www.zoellerpumps.com/en-us/products/sump-effluent-pumps/effluent/130-series | EA | 594 |  | 53514165086 | 49 | LB | 13.75 | 11 | 11 | 36 Months | YES
137-0106 | BN137 25'Cd/115V/1Ph/Pb 25'/BI/UL/cCSAus | BN137 25'Cd/115V/1Ph/Pb 25'/BI/UL/cCSAus | https://www.zoellerpumps.com/en-us/products/sump-effluent-pumps/effluent/130-series | EA | 794 |  | 53514175139 | 49 | LB | 13.75 | 11 | 11 | 36 Months | YES
137-0107 | I137 35'Cd/200-208V/1Ph/cCSAus | I137 35'Cd/200-208V/1Ph/cCSAus | https://www.zoellerpumps.com/en-us/products/sump-effluent-pumps/effluent/130-series | EA | 705 |  | 53514177829 | 50 | LB | 13.75 | 11 | 11 | 36 Months | YES
137-0108 | BN137 50'Cd/115V/1Ph/Pb 50'/UL/cCSAus | BN137 50'Cd/115V/1Ph/Pb 50'/UL/cCSAus | https://www.zoellerpumps.com/en-us/products/sump-effluent-pumps/effluent/130-series | EA | 639 |  | 53514198640 | 60 | LB | 13.75 | 11 | 11 | 36 Months | YES
137-0109 | J137 35'Cd/200-208V/3Ph/cCSAus/UL | J137 35'Cd/200-208V/3Ph/cCSAus/UL | https://www.zoellerpumps.com/en-us/products/sump-effluent-pumps/effluent/130-series | EA | 780 |  | 53514235307 | 46 | LB | 13.75 | 11 | 11 | 36 Months | YES
137-0111 | N137 25'Cd/115V/1Ph/Br-Imp/cCSAus/UL | N137 25'Cd/115V/1Ph/Br-Imp/cCSAus/UL | https://www.zoellerpumps.com/en-us/products/sump-effluent-pumps/effluent/130-series | EA | 754 |  | 53514311582 | 46 | LB | 13.75 | 11 | 11 | 36 Months | YES
137-0117 | H137 35'Cd/200-208V/1Ph/cCSAus | H137 35'Cd/200-208V/1Ph/cCSAus | https://www.zoellerpumps.com/en-us/products/sump-effluent-pumps/effluent/130-series | EA | 756 |  | 53514334284 | 0 |  | 13.75 | 11 | 11 | 36 Months | YES
137-0121 | I137 50'Cd/200-208V/1Ph/cCSAus | I137 50'Cd/200-208V/1Ph/cCSAus | https://www.zoellerpumps.com/en-us/products/sump-effluent-pumps/effluent/130-series | EA | 730 |  | 53514387228 | 50 | LB | 1375 | 11 | 11 | 36 Months | YES
137-0122 | H137 15'Cd/200-208V/1Ph/cCSAus | H137 15'Cd/200-208V/1Ph/cCSAus | https://www.zoellerpumps.com/en-us/products/sump-effluent-pumps/effluent/130-series | EA | 706 |  | 53514459918 | 49 | LB | 13.75 | 11 | 11 | 36 Months | YES
137-0123 | F137 50'Cd/230V/3Ph/cCSAus | F137 50'Cd/230V/3Ph/cCSAus | https://www.zoellerpumps.com/en-us/products/sump-effluent-pumps/effluent/130-series | EA | 805 |  | 53514463380 | 48 | LB | 13.75 | 11 | 11 | 36 Months | YES
137-0124 | G137 460V/3Ph/cCSAus/Bronze Impeller | G137 460V/3Ph/cCSAus/Bronze Impeller | https://www.zoellerpumps.com/en-us/products/sump-effluent-pumps/effluent/130-series | EA | 905 |  | 53514465308 | 46 | LB | 13.75 | 11 | 11 | 36 Months | YES
138-0001 | Crawl Space Sump W/M98 Pump/25'Cd | Crawl Space Sump W/M98 Pump/25'Cd | https://www.zoellerpumps.com/en-us/products/package-systems/crawl-space | EA | 577 |  | 53514094140 | 49 | LB | 22.25 | 16.25 | 16.25 | 36 Months | PUMP ONLY
139-0001 | M139 115V/1Ph/cCSAus/UL | M139 115V/1Ph/cCSAus/UL | https://www.zoellerpumps.com/en-us/products/sump-effluent-pumps/effluent/130-series | EA | 3179 |  | 53514014452 | 51 | LB | 13.75 | 11 | 11 | 18 Months | NO
139-0002 | N139 115V/1Ph/cCSAus/UL | N139 115V/1Ph/cCSAus/UL | https://www.zoellerpumps.com/en-us/products/sump-effluent-pumps/effluent/130-series | EA | 3140 |  | 53514014469 | 50 | LB | 13.75 | 11 | 11 | 18 Months | NO
139-0003 | D139 230V/1Ph/cCSAus/UL | D139 230V/1Ph/cCSAus/UL | https://www.zoellerpumps.com/en-us/products/sump-effluent-pumps/effluent/130-series | EA | 3278 |  | 53514014476 | 51 | LB | 13.75 | 11 | 11 | 18 Months | NO
139-0004 | E139 230V/1Ph/UL/cCSAus | E139 230V/1Ph/UL/cCSAus | https://www.zoellerpumps.com/en-us/products/sump-effluent-pumps/effluent/130-series | EA | 3245 |  | 53514014483 | 50 | LB | 13.75 | 11 | 11 | 18 Months | NO
139-0005 | M139 25'Cd/115V/1Ph/cCSAus/UL | M139 25'Cd/115V/1Ph/cCSAus/UL | https://www.zoellerpumps.com/en-us/products/sump-effluent-pumps/effluent/130-series | EA | 3234 |  | 53514014490 | 53 | LB | 13.75 | 11 | 11 | 18 Months | NO
139-0010 | F139 230V/3Ph/cCSAus/UL | F139 230V/3Ph/cCSAus/UL | https://www.zoellerpumps.com/en-us/products/sump-effluent-pumps/effluent/130-series | EA | 3360 |  | 53514014544 | 50 | LB | 13.75 | 11 | 11 | 18 Months | NO
139-0011 | H139 200-208V/1Ph/cCSAus | H139 200-208V/1Ph/cCSAus | https://www.zoellerpumps.com/en-us/products/sump-effluent-pumps/effluent/130-series | EA | 3318 |  | 53514014551 | 51 | LB | 13.75 | 11 | 11 | 18 Months | NO
139-0012 | M139 115V/1Ph/Extra Duty | M139 115V/1Ph/Extra Duty | https://www.zoellerpumps.com/en-us/products/sump-effluent-pumps/effluent/130-series | EA | 3224 |  | 53514014568 | 51 | LB | 13.75 | 11 | 11 | 18 Months | NO
139-0013 | M139 15'Cd/115V/1Ph/cCSAus/UL | M139 15'Cd/115V/1Ph/cCSAus/UL | https://www.zoellerpumps.com/en-us/products/sump-effluent-pumps/effluent/130-series | EA | 3204 |  | 53514014575 | 51 | LB | 13.75 | 11 | 11 | 18 Months | NO
139-0016 | N139 35'Cd/115V/1Ph/cCSAus/UL | N139 35'Cd/115V/1Ph/cCSAus/UL | https://www.zoellerpumps.com/en-us/products/sump-effluent-pumps/effluent/130-series | EA | 3215 |  | 53514014599 | 56 | LB | 13.75 | 11 | 11 | 18 Months | NO
139-0017 | M139 35'Cd/115V/1Ph/cCSAus/UL | M139 35'Cd/115V/1Ph/cCSAus/UL | https://www.zoellerpumps.com/en-us/products/sump-effluent-pumps/effluent/130-series | EA | 3254 |  | 53514014605 | 56 | LB | 13.75 | 11 | 11 | 18 Months | NO
139-0018 | I139 200-208V/1Ph/cCSAus | I139 200-208V/1Ph/cCSAus | https://www.zoellerpumps.com/en-us/products/sump-effluent-pumps/effluent/130-series | EA | 3285 |  | 53514014612 | 50 | LB | 13.75 | 11 | 11 | 18 Months | NO
139-0019 | J139 200-208V/3Ph/cCSAus/UL | J139 200-208V/3Ph/cCSAus/UL | https://www.zoellerpumps.com/en-us/products/sump-effluent-pumps/effluent/130-series | EA | 3360 |  | 53514014629 | 50 | LB | 13.75 | 11 | 11 | 18 Months | NO
139-0020 | G139 460V/3Ph/cCSAus | G139 460V/3Ph/cCSAus | https://www.zoellerpumps.com/en-us/products/sump-effluent-pumps/effluent/130-series | EA | 3360 |  | 53514014636 | 50 | LB | 13.75 | 11 | 11 | 18 Months | NO
139-0021 | N139 50'Cd/115V/1Ph/cCSAus/UL | N139 50'Cd/115V/1Ph/cCSAus/UL | https://www.zoellerpumps.com/en-us/products/sump-effluent-pumps/effluent/130-series | EA | 3240 |  | 53514014643 | 60 | LB | 13.75 | 11 | 11 | 18 Months | NO
139-0022 | M139 15'Cd/115V/1Ph/ED | M139 15'Cd/115V/1Ph/ED | https://www.zoellerpumps.com/en-us/products/sump-effluent-pumps/effluent/130-series | EA | 3249 |  | 53514014650 | 51 | LB | 13.75 | 11 | 11 | 18 Months | NO
139-0023 | N139 25'Cd/115V/1Ph/ED | N139 25'Cd/115V/1Ph/ED | https://www.zoellerpumps.com/en-us/products/sump-effluent-pumps/effluent/130-series | EA | 3240 |  | 53514014667 | 52 | LB | 13.75 | 11 | 11 | 18 Months | NO
139-0025 | N139 25'Cd/115V/1Ph/cCSAus/UL | N139 25'Cd/115V/1Ph/cCSAus/UL | https://www.zoellerpumps.com/en-us/products/sump-effluent-pumps/effluent/130-series | EA | 3195 |  | 53514027667 | 52 | LB | 13.75 | 11 | 11 | 18 Months | NO
139-0026 | G139 25'Cd/460V/3Ph/cCSAus | G139 25'Cd/460V/3Ph/cCSAus | https://www.zoellerpumps.com/en-us/products/sump-effluent-pumps/effluent/130-series | EA | 3415 |  | 53514038281 | 52 | LB | 13.75 | 11 | 11 | 18 Months | NO
139-0027 | J139 25'Cd 200-208V/3Ph/cCSAus/UL | J139 25'Cd 200-208V/3Ph/cCSAus/UL | https://www.zoellerpumps.com/en-us/products/sump-effluent-pumps/effluent/130-series | EA | 3415 |  | 53514040178 | 52 | LB | 13.75 | 11 | 11 | 18 Months | NO
139-0029 | D139 25'Cd/230V/1Ph/cCSAus/UL | D139 25'Cd/230V/1Ph/cCSAus/UL | https://www.zoellerpumps.com/en-us/products/sump-effluent-pumps/effluent/130-series | EA | 3333 |  | 53514047238 | 53 | LB | 13.75 | 11 | 11 | 18 Months | NO
139-0030 | D139 50'Cd/230V/1Ph/cCSAus/UL | D139 50'Cd/230V/1Ph/cCSAus/UL | https://www.zoellerpumps.com/en-us/products/sump-effluent-pumps/effluent/130-series | EA | 3378 |  | 53514047283 | 60 | LB | 13.75 | 11 | 11 | 18 Months | NO
139-0031 | F139 25'Cd/230V/3Ph/cCSAus/UL | F139 25'Cd/230V/3Ph/cCSAus/UL | https://www.zoellerpumps.com/en-us/products/sump-effluent-pumps/effluent/130-series | EA | 3415 |  | 53514055110 | 52 | LB | 13.75 | 11 | 11 | 18 Months | NO
139-0034 | M139 25'Cd/115V/1Ph/ED | M139 25'Cd/115V/1Ph/ED | https://www.zoellerpumps.com/en-us/products/sump-effluent-pumps/effluent/130-series | EA | 3279 |  | 53514100780 | 56 | LB | 13.75 | 11 | 11 | 18 Months | NO
139-0035 | J139 35'Cd/200-208V/3Ph/cCSAus/UL | J139 35'Cd/200-208V/3Ph/cCSAus/UL | https://www.zoellerpumps.com/en-us/products/sump-effluent-pumps/effluent/130-series | EA | 3435 |  | 53514133597 | 53 | LB | 13.75 | 11 | 11 | 18 Months | NO
139-0038 | F139 35'Cd/230V/3Ph/cCSAus/UL | F139 35'Cd/230V/3Ph/cCSAus/UL | https://www.zoellerpumps.com/en-us/products/sump-effluent-pumps/effluent/130-series | EA | 3435 |  | 53514351335 | 52 | LB | 13.75 | 11 | 11 | 18 Months | NO
139-0039 | E139 25'Cd/230V/1Ph/UL/cCSAus | E139 25'Cd/230V/1Ph/UL/cCSAus | https://www.zoellerpumps.com/en-us/products/sump-effluent-pumps/effluent/130-series | EA | 3300 |  | 53514359508 | 50 | LB | 13.75 | 11 | 11 | 18 Months | NO
139-0040 | N139 115V/1Ph/ED | N139 115V/1Ph/ED | https://www.zoellerpumps.com/en-us/products/sump-effluent-pumps/effluent/130-series | EA | 3185 |  | 53514474232 | 52 | LB | 13.75 | 11 | 11 | 18 Months | NO
140-0002 | N140 115V/1Ph/cCSAus | N140 115V/1Ph/cCSAus | https://www.zoellerpumps.com/en-us/products/sump-effluent-pumps/effluent/140-series | EA | 706 |  | 53514057800 | 46 | LB | 16.5 | 11 | 13.75 | 18 Months | YES
140-0004 | E140 230V/1Ph/cCSAus | E140 230V/1Ph/cCSAus | https://www.zoellerpumps.com/en-us/products/sump-effluent-pumps/effluent/140-series | EA | 755 |  | 53514062125 | 46 | LB | 16.5 | 11 | 13.75 | 18 Months | YES
140-0005 | BN140 115V/1Ph/Pb20'/cCSAus | BN140 115V/1Ph/Pb20'/cCSAus | https://www.zoellerpumps.com/en-us/products/sump-effluent-pumps/effluent/140-series | EA | 751 |  | 53514062354 | 47 | LB | 16.5 | 11 | 13.75 | 18 Months | YES
140-0006 | BE140 230V/1Ph/Pb20'/cCSAus | BE140 230V/1Ph/Pb20'/cCSAus | https://www.zoellerpumps.com/en-us/products/sump-effluent-pumps/effluent/140-series | EA | 798 |  | 53514062361 | 47 | LB | 16.5 | 11 | 13.75 | 18 Months | YES
140-0007 | N140 25'Cd/115V/1Ph/cCSAus | N140 25'Cd/115V/1Ph/cCSAus | https://www.zoellerpumps.com/en-us/products/sump-effluent-pumps/effluent/140-series | EA | 761 |  | 53514066185 | 48 | LB | 16.5 | 11 | 13.75 | 18 Months | YES
140-0009 | E140 25'Cd/230V/1Ph/cCSAus | E140 25'Cd/230V/1Ph/cCSAus | https://www.zoellerpumps.com/en-us/products/sump-effluent-pumps/effluent/140-series | EA | 810 |  | 53514071271 | 48 | LB | 16.5 | 11 | 13.75 | 18 Months | YES
140-0016 | BN140 25'Cd/115V/1Ph/Pb25'/cCSAus | BN140 25'Cd/115V/1Ph/Pb25'/cCSAus | https://www.zoellerpumps.com/en-us/products/sump-effluent-pumps/effluent/140-series | EA | 806 |  | 53514106348 | 48 | LB | 16.5 | 11 | 13.75 | 18 Months | YES
140-0017 | E140 50'Cd/230V/1Ph/cCSAus | E140 50'Cd/230V/1Ph/cCSAus | https://www.zoellerpumps.com/en-us/products/sump-effluent-pumps/effluent/140-series | EA | 855 |  | 53514107475 | 50 | LB | 16.5 | 11 | 13.75 | 18 Months | YES
140-0019 | BE140 25'Cd/230V/1Ph/Pb25/cCSAus | BE140 25'Cd/230V/1Ph/Pb25/cCSAus | https://www.zoellerpumps.com/en-us/products/sump-effluent-pumps/effluent/140-series | EA | 853 |  | 53514150150 | 47 | LB | 16.5 | 11 | 13.75 | 18 Months | YES
140-0021 | N140 35'Cd/115V/1Ph/cCSAus | N140 35'Cd/115V/1Ph/cCSAus | https://www.zoellerpumps.com/en-us/products/sump-effluent-pumps/effluent/140-series | EA | 781 |  | 53514161729 | 48 | LB | 16.5 | 11 | 13.75 | 18 Months | YES
140-0023 | E140 35'Cd/230V/1Ph/cCSAus | E140 35'Cd/230V/1Ph/cCSAus | https://www.zoellerpumps.com/en-us/products/sump-effluent-pumps/effluent/140-series | EA | 830 |  | 53514184391 | 49 | LB | 16.5 | 11 | 13.75 | 18 Months | YES
140-0024 | BE140 35'Cd/230V/1Ph/Pb35'/cCSAus | BE140 35'Cd/230V/1Ph/Pb35'/cCSAus | https://www.zoellerpumps.com/en-us/products/sump-effluent-pumps/effluent/140-series | EA | 873 |  | 53514258207 | 49 | LB | 16.5 | 11 | 13.75 | 18 Months | YES
140-0028 | BN140 35'Cd/115V/1Ph/Pb35'/cCSAus | BN140 35'Cd/115V/1Ph/Pb35'/cCSAus | https://www.zoellerpumps.com/en-us/products/sump-effluent-pumps/effluent/140-series | EA | 826 |  | 53514319663 | 48 | LB | 16.5 | 11 | 13.75 | 18 Months | YES
145-0002 | N145 115V/1Ph/60Hz/HH/Centrifugal/cCSAus | N145 115V/1Ph/60Hz/HH/Centrifugal/cCSAus | https://www.zoellerpumps.com/en-us/products/sump-effluent-pumps/effluent/140-series | EA | 706 |  | 53514213411 | 46 | LB | 16.5 | 11 | 13.75 | 18 Months | YES
145-0004 | E145 230V/1Ph/cCSAus | E145 230V/1Ph/cCSAus | https://www.zoellerpumps.com/en-us/products/sump-effluent-pumps/effluent/140-series | EA | 706 |  | 53514317232 | 46 | LB | 16.5 | 11 | 13.75 | 18 Months | YES
145-0005 | BN145 115V/1Ph/PB20'/60Hz/HH/Centrifugal/cCSAus | BN145 115V/1Ph/PB20'/60Hz/HH/Centrifugal/cCSAus | https://www.zoellerpumps.com/en-us/products/sump-effluent-pumps/effluent/140-series | EA | 754 |  | 53514237608 | 48 | LB | 16.5 | 11 | 13.75 | 18 Months | YES
145-0011 | BE145 230V/1Ph/Pb20'/cCSAus | BE145 230V/1Ph/Pb20'/cCSAus | https://www.zoellerpumps.com/en-us/products/sump-effluent-pumps/effluent/140-series | EA | 768 |  | 53514317256 | 46 | LB | 16.5 | 11 | 13.75 | 18 Months | YES
145-0012 | N145 35'Cd/115V/1Ph/60Hz/HH/Centrifugal/cCSAus | N145 35'Cd/115V/1Ph/60Hz/HH/Centrifugal/cCSAus | https://www.zoellerpumps.com/en-us/products/sump-effluent-pumps/effluent/140-series | EA | 781 |  | 53514329532 | 48 | LB | 16.5 | 11 | 13.75 | 18 Months | YES
145-0014 | N145 25'Cd/115V/1Ph/60Hz/HH/Centrifugal/cCSAus | N145 25'Cd/115V/1Ph/60Hz/HH/Centrifugal/cCSAus | https://www.zoellerpumps.com/en-us/products/sump-effluent-pumps/effluent/140-series | EA | 746 |  | 53514347550 | 47 | LB | 16.5 | 11 | 13.75 | 18 Months | YES
145-0015 | E145 35'Cd/230V/1Ph/cCSAus | E145 35'Cd/230V/1Ph/cCSAus | https://www.zoellerpumps.com/en-us/products/sump-effluent-pumps/effluent/140-series | EA | 781 |  | 53514360566 | 48 | LB | 16.5 | 11 | 13.75 | 18 Months | YES
151-0002 | N151 115V/1Ph/ 1/3 Hp cCSAus | N151 115V/1Ph/ 1/3 Hp cCSAus | https://www.zoellerpumps.com/en-us/products/sump-effluent-pumps/effluent/150-series | EA | 352 |  | 53514141691 | 32 | LB | 16.5 | 11 | 13.75 | 36 Months | YES
151-0004 | E151 230V/1Ph/ 1/3Hp cCSAus | E151 230V/1Ph/ 1/3Hp cCSAus | https://www.zoellerpumps.com/en-us/products/sump-effluent-pumps/effluent/150-series | EA | 379 |  | 53514142063 | 32 | LB | 16.5 | 11 | 13.75 | 36 Months | YES
151-0005 | BN151 115V/1Ph/ 1/3Hp/Pb20'/cCSAus | BN151 115V/1Ph/ 1/3Hp/Pb20'/cCSAus | https://www.zoellerpumps.com/en-us/products/sump-effluent-pumps/effluent/150-series | EA | 403 |  | 53514142070 | 33 | LB | 16.5 | 11 | 13.75 | 36 Months | YES
151-0006 | BE151 230V/1Ph/ 1/3Hp/Pb20'/cCSAus | BE151 230V/1Ph/ 1/3Hp/Pb20'/cCSAus | https://www.zoellerpumps.com/en-us/products/sump-effluent-pumps/effluent/150-series | EA | 436 |  | 53514142087 | 33 | LB | 16.5 | 11 | 13.75 | 36 Months | YES
151-0010 | N151 50'Cd/115V/1Ph/ 1/3Hp/cCSAus | N151 50'Cd/115V/1Ph/ 1/3Hp/cCSAus | https://www.zoellerpumps.com/en-us/products/sump-effluent-pumps/effluent/150-series | EA | 492 |  | 53514200022 | 34 | LB | 16.5 | 11 | 13.75 | 36 Months | YES
151-0011 | N151 35'Cd/115V/1Ph/ 1/3Hp/cCSAus | N151 35'Cd/115V/1Ph/ 1/3Hp/cCSAus | https://www.zoellerpumps.com/en-us/products/sump-effluent-pumps/effluent/150-series | EA | 462 |  | 53514242190 | 34 | LB | 16.5 | 11 | 13.75 | 36 Months | YES
151-0012 | E151 25'Cd/230V/1Ph/1/3Hp/cCSAus | E151 25'Cd/230V/1Ph/1/3Hp/cCSAus | https://www.zoellerpumps.com/en-us/products/sump-effluent-pumps/effluent/150-series | EA | 479 |  | 53514256401 | 33 | LB | 16.5 | 11 | 13.75 | 36 Months | YES
151-0013 | N151 25'Cd/115V/1Ph/ 1/3 Hp cCSAus | N151 25'Cd/115V/1Ph/ 1/3 Hp cCSAus | https://www.zoellerpumps.com/en-us/products/sump-effluent-pumps/effluent/150-series | EA | 452 |  | 53514323882 | 32 | LB | 16.5 | 11 | 13.75 | 36 Months | YES
151-0015 | E151 35'Cd/230V/1Ph/1/3Hp/cCSAus | E151 35'Cd/230V/1Ph/1/3Hp/cCSAus | https://www.zoellerpumps.com/en-us/products/sump-effluent-pumps/effluent/150-series | EA | 489 |  | 53514365684 | 33 | LB | 16.5 | 11 | 13.75 | 36 Months | YES
151-0016 | BN151 25'Cd/115V/1Ph/ 1/3Hp/Pb25'/cCSAus | BN151 25'Cd/115V/1Ph/ 1/3Hp/Pb25'/cCSAus | https://www.zoellerpumps.com/en-us/products/sump-effluent-pumps/effluent/150-series | EA | 503 |  | 53514392741 | 33 | LB | 16.5 | 11 | 13.75 | 36 Months | YES
152-0002 | N152 115V/1Ph/.4Hp/cCSAus | N152 115V/1Ph/.4Hp/cCSAus | https://www.zoellerpumps.com/en-us/products/sump-effluent-pumps/effluent/150-series | EA | 383 |  | 53514118655 | 37 | LB | 16.5 | 11 | 13.75 | 36 Months | YES
152-0004 | E152 230V/1Ph/.4Hp/cCSAus | E152 230V/1Ph/.4Hp/cCSAus | https://www.zoellerpumps.com/en-us/products/sump-effluent-pumps/effluent/150-series | EA | 430 |  | 53514118662 | 37 | LB | 16.5 | 11 | 13.75 | 36 Months | YES
152-0005 | BN152 115V/1Ph/.4Hp/Pb20'/cCSAus | BN152 115V/1Ph/.4Hp/Pb20'/cCSAus | https://www.zoellerpumps.com/en-us/products/sump-effluent-pumps/effluent/150-series | EA | 433 |  | 53514118679 | 39 | LB | 16.5 | 11 | 13.75 | 36 Months | YES
152-0006 | BE152 230V/1Ph/.4Hp/Pb20'/cCSAus | BE152 230V/1Ph/.4Hp/Pb20'/cCSAus | https://www.zoellerpumps.com/en-us/products/sump-effluent-pumps/effluent/150-series | EA | 479 |  | 53514118686 | 39 | LB | 16.5 | 11 | 13.75 | 36 Months | YES
152-0007 | N152 35'Cd/115V/1Ph/.4Hp/cCSAus | N152 35'Cd/115V/1Ph/.4Hp/cCSAus | https://www.zoellerpumps.com/en-us/products/sump-effluent-pumps/effluent/150-series | EA | 493 |  | 53514148331 | 39 | LB | 16.5 | 11 | 13.75 | 36 Months | YES
152-0008 | N152 25'Cd/115V/1Ph/.4Hp/cCSAus | N152 25'Cd/115V/1Ph/.4Hp/cCSAus | https://www.zoellerpumps.com/en-us/products/sump-effluent-pumps/effluent/150-series | EA | 483 |  | 53514150358 | 39 | LB | 16.5 | 11 | 13.75 | 36 Months | YES
152-0009 | E152 50'Cd/230V/1Ph/.4Hp/cCSAus/(3Yr Warranty) | E152 50'Cd/230V/1Ph/.4Hp/cCSAus/(3Yr Warranty) | https://www.zoellerpumps.com/en-us/products/sump-effluent-pumps/effluent/150-series | EA | 570 |  | 53514165475 | 39 | LB | 16.5 | 11 | 13.75 | 36 Months | YES
152-0010 | N152 50'Cd/115V/1Ph/.4Hp/cCSAus | N152 50'Cd/115V/1Ph/.4Hp/cCSAus | https://www.zoellerpumps.com/en-us/products/sump-effluent-pumps/effluent/150-series | EA | 523 |  | 53514175610 | 39 | LB | 16.5 | 11 | 13.75 | 36 Months | YES
152-0011 | E152 25'Cd/230V/1Ph/.4Hp/cCSAus | E152 25'Cd/230V/1Ph/.4Hp/cCSAus | https://www.zoellerpumps.com/en-us/products/sump-effluent-pumps/effluent/150-series | EA | 530 |  | 53514177867 | 38 | LB | 16.5 | 11 | 13.75 | 36 Months | YES
152-0013 | BN152 35'Cd/115V/1P/.4Hp/Pb35'/cCSAus | BN152 35'Cd/115V/1P/.4Hp/Pb35'/cCSAus | https://www.zoellerpumps.com/en-us/products/sump-effluent-pumps/effluent/150-series | EA | 543 |  | 53514203023 | 40 | LB | 16.5 | 11 | 13.75 | 36 Months | YES
152-0017 | BN152 25'Cd/115V/1P/.4Hp/Pb25'/cCSAus | BN152 25'Cd/115V/1P/.4Hp/Pb25'/cCSAus | https://www.zoellerpumps.com/en-us/products/sump-effluent-pumps/effluent/150-series | EA | 533 |  | 53514245504 | 40 | LB | 16.5 | 11 | 13.75 | 36 Months | YES
152-0023 | E152 50'Cd/230V/1Ph/.4Hp/cCSAus | E152 50'Cd/230V/1Ph/.4Hp/cCSAus | https://www.zoellerpumps.com/en-us/products/sump-effluent-pumps/effluent/150-series | EA | 570 |  | 53514278120 | 40 | LB | 16.5 | 11 | 13.75 | 36 Months | YES
152-0030 | E152 35'Cd/230V/1Ph/.4Hp/cCSAus | E152 35'Cd/230V/1Ph/.4Hp/cCSAus | https://www.zoellerpumps.com/en-us/products/sump-effluent-pumps/effluent/150-series | EA | 540 |  | 53514360511 | 38 | LB | 16.5 | 11 | 13.75 | 36 Months | YES
153-0002 | N153 115V/1Ph/.5Hp/cCSAus | N153 115V/1Ph/.5Hp/cCSAus | https://www.zoellerpumps.com/en-us/products/sump-effluent-pumps/effluent/150-series | EA | 523 |  | 53514118716 | 37 | LB | 16.5 | 11 | 13.75 | 36 Months | YES
153-0004 | E153 230V/1Ph/.5Hp/cCSAus | E153 230V/1Ph/.5Hp/cCSAus | https://www.zoellerpumps.com/en-us/products/sump-effluent-pumps/effluent/150-series | EA | 575 |  | 53514118693 | 37 | LB | 16.5 | 11 | 13.75 | 36 Months | YES
153-0005 | BN153 115V/1Ph/.5Hp Pb20'/cCSAus | BN153 115V/1Ph/.5Hp Pb20'/cCSAus | https://www.zoellerpumps.com/en-us/products/sump-effluent-pumps/effluent/150-series | EA | 564 |  | 53514118723 | 39 | LB | 16.5 | 11 | 13.75 | 36 Months | YES
153-0006 | BE153 230V/1Ph/.5Hp/cCSAus | BE153 230V/1Ph/.5Hp/cCSAus | https://www.zoellerpumps.com/en-us/products/sump-effluent-pumps/effluent/150-series | EA | 629 |  | 53514118709 | 39 | LB | 16.5 | 11 | 13.75 | 36 Months | YES
153-0008 | N153 35'Cd/115V/1Ph/.5Hp/cCSAus | N153 35'Cd/115V/1Ph/.5Hp/cCSAus | https://www.zoellerpumps.com/en-us/products/sump-effluent-pumps/effluent/150-series | EA | 633 |  | 53514173890 | 39 | LB | 16.5 | 11 | 13.75 | 36 Months | YES
153-0011 | BN153 35'Cd/115V/1Ph/.5Hp/Pb35'/cCSAus | BN153 35'Cd/115V/1Ph/.5Hp/Pb35'/cCSAus | https://www.zoellerpumps.com/en-us/products/sump-effluent-pumps/effluent/150-series | EA | 674 |  | 53514203016 | 39 | LB | 16.5 | 11 | 13.75 | 36 Months | YES
153-0017 | N153 25'Cd/115V/1Ph/.5Hp/cCSAus | N153 25'Cd/115V/1Ph/.5Hp/cCSAus | https://www.zoellerpumps.com/en-us/products/sump-effluent-pumps/effluent/150-series | EA | 623 |  | 53514259099 | 39 | LB | 16.5 | 11 | 13.75 | 36 Months | YES
153-0020 | BN153 25'Cd/115V/1Ph/.5Hp/Pb25'/cCSAus | BN153 25'Cd/115V/1Ph/.5Hp/Pb25'/cCSAus | https://www.zoellerpumps.com/en-us/products/sump-effluent-pumps/effluent/150-series | EA | 664 |  | 53514308193 | 39 | LB | 16.5 | 11 | 13.75 | 36 Months | YES
153-0021 | E153 50'Cd/230V/1Ph/.5Hp/cCSAus | E153 50'Cd/230V/1Ph/.5Hp/cCSAus | https://www.zoellerpumps.com/en-us/products/sump-effluent-pumps/effluent/150-series | EA | 715 |  | 53514313760 | 40 | LB | 16.5 | 11 | 13.75 | 36 Months | YES
153-0032 | E153 25'Cd/230V/1Ph/.5Hp/cCSAus | E153 25'Cd/230V/1Ph/.5Hp/cCSAus | https://www.zoellerpumps.com/en-us/products/sump-effluent-pumps/effluent/150-series | EA | 675 |  | 53514406073 | 37 | LB | 16.5 | 11 | 13.75 | 36 Months | YES
153-0033 | E153 35'Cd/230V/1Ph/.5Hp/cCSAus | E153 35'Cd/230V/1Ph/.5Hp/cCSAus | https://www.zoellerpumps.com/en-us/products/sump-effluent-pumps/effluent/150-series | EA | 685 |  | 53514411923 | 40 | LB | 16.5 | 11 | 13.75 | 36 Months | YES
161-0001 | M161 115V/1Ph/cCSAus/UL | M161 115V/1Ph/cCSAus/UL | https://www.zoellerpumps.com/en-us/products/sump-effluent-pumps/commercial/160-series | EA | 1161 |  | 53514014933 | 83 | LB | 21.25 | 11.75 | 14.75 | 18 Months | YES
161-0002 | N161 115V/1Ph/CSA | N161 115V/1Ph/CSA | https://www.zoellerpumps.com/en-us/products/sump-effluent-pumps/commercial/160-series | EA | 1048 |  | 53514014940 | 82 | LB | 21.25 | 11.75 | 14.75 | 18 Months | YES
161-0003 | D161 230V/1Ph/cCSAus/UL | D161 230V/1Ph/cCSAus/UL | https://www.zoellerpumps.com/en-us/products/sump-effluent-pumps/commercial/160-series | EA | 1219 |  | 53514014957 | 83 | LB | 21.25 | 11.75 | 14.75 | 18 Months | YES
161-0004 | E161 230V/1Ph/cCSAus/UL | E161 230V/1Ph/cCSAus/UL | https://www.zoellerpumps.com/en-us/products/sump-effluent-pumps/commercial/160-series | EA | 1108 |  | 53514014964 | 82 | LB | 21.25 | 11.75 | 14.75 | 18 Months | YES
161-0005 | I161 200-208V/1Ph/cCSAus | I161 200-208V/1Ph/cCSAus | https://www.zoellerpumps.com/en-us/products/sump-effluent-pumps/commercial/160-series | EA | 1148 |  | 53514014971 | 82 | LB | 21.25 | 11.75 | 14.75 | 18 Months | YES
161-0006 | M161 25'Cd/115V/1Ph/cCSAus/UL | M161 25'Cd/115V/1Ph/cCSAus/UL | https://www.zoellerpumps.com/en-us/products/sump-effluent-pumps/commercial/160-series | EA | 1261 |  | 53514014988 | 85 | LB | 21.25 | 11.75 | 14.75 | 18 Months | YES
161-0007 | G161 460V/3Ph/cCSAus/UL | G161 460V/3Ph/cCSAus/UL | https://www.zoellerpumps.com/en-us/products/sump-effluent-pumps/commercial/160-series | EA | 1223 |  | 53514014995 | 82 | LB | 21.25 | 11.75 | 14.75 | 18 Months | YES
161-0008 | D161 35'Cd/230V/1Ph/cCSAus/UL | D161 35'Cd/230V/1Ph/cCSAus/UL | https://www.zoellerpumps.com/en-us/products/sump-effluent-pumps/commercial/160-series | EA | 1329 |  | 53514015008 | 88 | LB | 21.25 | 11.75 | 14.75 | 18 Months | YES
161-0009 | M161 50'Cd/115V/1Ph/cCSAus/UL | M161 50'Cd/115V/1Ph/cCSAus/UL | https://www.zoellerpumps.com/en-us/products/sump-effluent-pumps/commercial/160-series | EA | 1301 |  | 53514015015 | 92 | LB | 21.25 | 11.75 | 14.75 | 18 Months | YES
161-0010 | H161 200-208V/1Ph/cCSAus | H161 200-208V/1Ph/cCSAus | https://www.zoellerpumps.com/en-us/products/sump-effluent-pumps/commercial/160-series | EA | 1259 |  | 53514015022 | 83 | LB | 21.25 | 11.75 | 14.75 | 18 Months | YES
161-0011 | F161 230V/3Ph/cCSAus/UL | F161 230V/3Ph/cCSAus/UL | https://www.zoellerpumps.com/en-us/products/sump-effluent-pumps/commercial/160-series | EA | 1223 |  | 53514015039 | 82 | LB | 21.25 | 11.75 | 14.75 | 18 Months | YES
161-0012 | J161 200-208V/3Ph/cCSAus/UL | J161 200-208V/3Ph/cCSAus/UL | https://www.zoellerpumps.com/en-us/products/sump-effluent-pumps/commercial/160-series | EA | 1223 |  | 53514015046 | 82 | LB | 21.25 | 11.75 | 14.75 | 18 Months | YES
161-0016 | N161 35'Cd/115V/1Ph/CSA/UL | N161 35'Cd/115V/1Ph/CSA/UL | https://www.zoellerpumps.com/en-us/products/sump-effluent-pumps/commercial/160-series | EA | 1158 |  | 53514026820 | 87 | LB | 21.25 | 11.75 | 14.75 | 18 Months | YES
161-0017 | M161 35'Cd/115V/1Ph/cCSAus/UL | M161 35'Cd/115V/1Ph/cCSAus/UL | https://www.zoellerpumps.com/en-us/products/sump-effluent-pumps/commercial/160-series | EA | 1271 |  | 53514026882 | 88 | LB | 21.25 | 11.75 | 14.75 | 18 Months | YES
161-0020 | G161 35'Cd/460V/3Ph/cCSAus/UL | G161 35'Cd/460V/3Ph/cCSAus/UL | https://www.zoellerpumps.com/en-us/products/sump-effluent-pumps/commercial/160-series | EA | 1333 |  | 53514028527 | 87 | LB | 21.25 | 11.75 | 14.75 | 18 Months | YES
161-0021 | E161 230V/1Ph/Wo Plug/cCSAus | E161 230V/1Ph/Wo Plug/cCSAus | https://www.zoellerpumps.com/en-us/products/sump-effluent-pumps/commercial/160-series | EA | 1108 |  | 53514045074 | 82 | LB | 21.25 | 11.75 | 14.75 | 18 Months | YES
161-0022 | I161 50'Cd/200-208V/1Ph/cCSAus | I161 50'Cd/200-208V/1Ph/cCSAus | https://www.zoellerpumps.com/en-us/products/sump-effluent-pumps/commercial/160-series | EA | 1288 |  | 53514037598 | 91 | LB | 21.25 | 11.75 | 14.75 | 18 Months | YES
161-0023 | J161 25'Cd/200-208V/3Ph/cCSAus/UL | J161 25'Cd/200-208V/3Ph/cCSAus/UL | https://www.zoellerpumps.com/en-us/products/sump-effluent-pumps/commercial/160-series | EA | 1323 |  | 53514037857 | 84 | LB | 21.25 | 11.75 | 14.75 | 18 Months | YES
161-0024 | N161 50'Cd/115V/1Ph/CSA | N161 50'Cd/115V/1Ph/CSA | https://www.zoellerpumps.com/en-us/products/sump-effluent-pumps/commercial/160-series | EA | 1188 |  | 53514039936 | 91 | LB | 21.25 | 11.75 | 14.75 | 18 Months | YES
161-0025 | E161 230V/1Ph/Extra Duty | E161 230V/1Ph/Extra Duty | https://www.zoellerpumps.com/en-us/products/sump-effluent-pumps/commercial/160-series | EA | 1149 |  | 53514040918 | 82 | LB | 21.25 | 11.75 | 14.75 | 18 Months | YES
161-0026 | BN161 115V/1Ph/Pb20'/List,CSA/(161-0002) | BN161 115V/1Ph/Pb20'/List,CSA/(161-0002) | https://www.zoellerpumps.com/en-us/products/sump-effluent-pumps/commercial/160-series | EA | 1188 |  | 53514041458 | 84 | LB | 21.25 | 11.75 | 14.75 | 18 Months | YES
161-0027 | BE161 230V/1Ph/Pb20'/cCSAus/UL/(161-0004) | BE161 230V/1Ph/Pb20'/cCSAus/UL/(161-0004) | https://www.zoellerpumps.com/en-us/products/sump-effluent-pumps/commercial/160-series | EA | 1138 |  | 53514041465 | 84 | LB | 21.25 | 11.75 | 14.75 | 18 Months | YES
161-0028 | N161 25'Cd/115V/1Ph/CSA | N161 25'Cd/115V/1Ph/CSA | https://www.zoellerpumps.com/en-us/products/sump-effluent-pumps/commercial/160-series | EA | 1148 |  | 53514047191 | 84 | LB | 21.25 | 11.75 | 14.75 | 18 Months | YES
161-0030 | D161 25'Cd/230V/1Ph/cCSAus/UL | D161 25'Cd/230V/1Ph/cCSAus/UL | https://www.zoellerpumps.com/en-us/products/sump-effluent-pumps/commercial/160-series | EA | 1319 |  | 53514051303 | 85 | LB | 21.25 | 11.75 | 14.75 | 18 Months | YES
161-0031 | E161 35'Cd/230V/1Ph/cCSAus/UL | E161 35'Cd/230V/1Ph/cCSAus/UL | https://www.zoellerpumps.com/en-us/products/sump-effluent-pumps/commercial/160-series | EA | 1218 |  | 53514056988 | 87 | LB | 21.25 | 11.75 | 14.75 | 18 Months | YES
161-0032 | G161 460V/3Ph/Extra Duty | G161 460V/3Ph/Extra Duty | https://www.zoellerpumps.com/en-us/products/sump-effluent-pumps/commercial/160-series | EA | 1264 |  | 53514064716 | 82 | LB | 21.25 | 11.75 | 14.75 | 18 Months | YES
161-0035 | I161 25'Cd/200-208V/1Ph/cCSAus | I161 25'Cd/200-208V/1Ph/cCSAus | https://www.zoellerpumps.com/en-us/products/sump-effluent-pumps/commercial/160-series | EA | 1248 |  | 53514078508 | 84 | LB | 21.25 | 11.75 | 14.75 | 18 Months | YES
161-0036 | I161 35'Cd/200-208V/1Ph/cCSAus | I161 35'Cd/200-208V/1Ph/cCSAus | https://www.zoellerpumps.com/en-us/products/sump-effluent-pumps/commercial/160-series | EA | 1258 |  | 53514078515 | 87 | LB | 21.25 | 11.75 | 14.75 | 18 Months | YES
161-0038 | E161 50'Cd/230V/1Ph/cCSAus/UL | E161 50'Cd/230V/1Ph/cCSAus/UL | https://www.zoellerpumps.com/en-us/products/sump-effluent-pumps/commercial/160-series | EA | 1248 |  | 53514090555 | 91 | LB | 21.25 | 11.75 | 14.75 | 18 Months | YES
161-0042 | NX161 115V/1Ph/Ex Pr/FM/CSA | NX161 115V/1Ph/Ex Pr/FM/CSA | https://www.zoellerpumps.com/en-us/products/sump-effluent-pumps/commercial/160-series | EA | 2275 |  | 53514107857 | 117 | LB | 32 | 12 | 15 | 18 Months | NO
161-0043 | IX161 200-208V/1Ph/Ex Pr/FM/CSA | IX161 200-208V/1Ph/Ex Pr/FM/CSA | https://www.zoellerpumps.com/en-us/products/sump-effluent-pumps/commercial/160-series | EA | 2294 |  | 53514107864 | 117 | LB | 32 | 12 | 15 | 18 Months | NO
161-0044 | EX161 230V/1Ph/Ex Pr/FM/CSA | EX161 230V/1Ph/Ex Pr/FM/CSA | https://www.zoellerpumps.com/en-us/products/sump-effluent-pumps/commercial/160-series | EA | 2254 |  | 53514107871 | 117 | LB | 32 | 12 | 15 | 18 Months | NO
161-0045 | JX161 200-208V/3Ph/Ex Pr/FM/CSA | JX161 200-208V/3Ph/Ex Pr/FM/CSA | https://www.zoellerpumps.com/en-us/products/sump-effluent-pumps/commercial/160-series | EA | 2369 |  | 53514107888 | 117 | LB | 32 | 12 | 15 | 18 Months | NO
161-0046 | FX161 230V/3Ph/Ex Pr/FM/CSA | FX161 230V/3Ph/Ex Pr/FM/CSA | https://www.zoellerpumps.com/en-us/products/sump-effluent-pumps/commercial/160-series | EA | 2405 |  | 53514107895 | 117 | LB | 32 | 12 | 15 | 18 Months | NO
161-0047 | GX161 460V/3Ph/Ex Pr/FM/CSA | GX161 460V/3Ph/Ex Pr/FM/CSA | https://www.zoellerpumps.com/en-us/products/sump-effluent-pumps/commercial/160-series | EA | 2369 |  | 53514107901 | 117 | LB | 32 | 12 | 15 | 18 Months | NO
161-0048 | IX161 35'Cd/200-208V/1Ph/Ex Pr/FM/CSA | IX161 35'Cd/200-208V/1Ph/Ex Pr/FM/CSA | https://www.zoellerpumps.com/en-us/products/sump-effluent-pumps/commercial/160-series | EA | 2404 |  | 53514121853 | 119 | LB | 32 | 12 | 15 | 18 Months | NO
161-0051 | NX161 50'Cd/115V/1Ph/XP/FM/CSA | NX161 50'Cd/115V/1Ph/XP/FM/CSA | https://www.zoellerpumps.com/en-us/products/sump-effluent-pumps/commercial/160-series | EA | 2415 |  | 53514124267 | 123 | LB | 32 | 12 | 15 | 18 Months | NO
161-0052 | D161 50'Cd/230V/1Ph/cCSAus/UL | D161 50'Cd/230V/1Ph/cCSAus/UL | https://www.zoellerpumps.com/en-us/products/sump-effluent-pumps/commercial/160-series | EA | 1359 |  | 53514124489 | 91 | LB | 21.25 | 11.75 | 14.75 | 18 Months | YES
161-0053 | NX161 35'Cd/115V/1Ph/XP/FM/CSA | NX161 35'Cd/115V/1Ph/XP/FM/CSA | https://www.zoellerpumps.com/en-us/products/sump-effluent-pumps/commercial/160-series | EA | 2385 |  | 53514132347 | 121 | LB | 32 | 12 | 15 | 18 Months | NO
161-0054 | G161 50'Cd/460V/3Ph/cCSAus/UL | G161 50'Cd/460V/3Ph/cCSAus/UL | https://www.zoellerpumps.com/en-us/products/sump-effluent-pumps/commercial/160-series | EA | 1363 |  | 53514147426 | 87 | LB | 21.25 | 11.75 | 14.75 | 18 Months | YES
161-0057 | J161 50'Cd/200-208V/3Ph/cCSAus/UL | J161 50'Cd/200-208V/3Ph/cCSAus/UL | https://www.zoellerpumps.com/en-us/products/sump-effluent-pumps/commercial/160-series | EA | 1363 |  | 53514154639 | 84 | LB | 21.25 | 11.75 | 14.75 | 18 Months | YES
161-0059 | EX161 35'Cd/230V/1Ph/Ex Pr/FM/CSA | EX161 35'Cd/230V/1Ph/Ex Pr/FM/CSA | https://www.zoellerpumps.com/en-us/products/sump-effluent-pumps/commercial/160-series | EA | 2364 |  | 53514159979 | 119 | LB | 32 | 12 | 15 | 18 Months | NO
161-0061 | EX161 25'Cd/230V/1Ph/Ex Pr/FM/CSA | EX161 25'Cd/230V/1Ph/Ex Pr/FM/CSA | https://www.zoellerpumps.com/en-us/products/sump-effluent-pumps/commercial/160-series | EA | 2354 |  | 53514173555 | 119 | LB | 32 | 12 | 15 | 18 Months | NO
161-0062 | BN161 25'Cd/115V/1Ph/Pb25'/CSA | BN161 25'Cd/115V/1Ph/Pb25'/CSA | https://www.zoellerpumps.com/en-us/products/sump-effluent-pumps/commercial/160-series | EA | 1288 |  | 53514179946 | 85 | LB | 21.25 | 11.75 | 14.75 | 18 Months | YES
161-0063 | GX161 35'Cd/460V/3Ph/Ex Pr/FM/CSA | GX161 35'Cd/460V/3Ph/Ex Pr/FM/CSA | https://www.zoellerpumps.com/en-us/products/sump-effluent-pumps/commercial/160-series | EA | 2479 |  | 53514181567 | 119 | LB | 32 | 12 | 15 | 18 Months | NO
161-0064 | NX161 25'Cd/115V/1Ph/Ex Pr/FM/CSA | NX161 25'Cd/115V/1Ph/Ex Pr/FM/CSA | https://www.zoellerpumps.com/en-us/products/sump-effluent-pumps/commercial/160-series | EA | 2375 |  | 53514182106 | 118 | LB | 32 | 12 | 15 | 18 Months | NO
161-0065 | BN161 35'Cd/115V/1Ph/Pb35'/CSA | BN161 35'Cd/115V/1Ph/Pb35'/CSA | https://www.zoellerpumps.com/en-us/products/sump-effluent-pumps/commercial/160-series | EA | 1298 |  | 53514182595 | 87 | LB | 21.25 | 11.75 | 14.75 | 18 Months | YES
161-0071 | MX161 115V/1Ph/Ex Pr/FM/CSA | MX161 115V/1Ph/Ex Pr/FM/CSA | https://www.zoellerpumps.com/en-us/products/sump-effluent-pumps/commercial/160-series | EA | 3265 |  | 53514236144 | 123 | LB | 32 | 12 | 15 | 18 Months | NO
161-0072 | DX161 230V/1Ph/EX Pr/FM/CSA | DX161 230V/1Ph/EX Pr/FM/CSA | https://www.zoellerpumps.com/en-us/products/sump-effluent-pumps/commercial/160-series | EA | 3258 |  | 53514236168 | 123 | LB | 32 | 12 | 15 | 18 Months | NO
161-0073 | HX161 200-208V/1Ph/Ex Pr/FM/CSA | HX161 200-208V/1Ph/Ex Pr/FM/CSA | https://www.zoellerpumps.com/en-us/products/sump-effluent-pumps/commercial/160-series | EA | 3298 |  | 53514236182 | 123 | LB | 32 | 12 | 15 | 18 Months | NO
161-0074 | JX161 50'Cd/200-208V/3Ph/Ex Pr/FM/CSA | JX161 50'Cd/200-208V/3Ph/Ex Pr/FM/CSA | https://www.zoellerpumps.com/en-us/products/sump-effluent-pumps/commercial/160-series | EA | 2509 |  | 53514211127 | 128 | LB | 32 | 12 | 15 | 18 Months | NO
161-0075 | BN161 50'Cd/115V/1Ph/Pb50'/CSA/(161-0024) | BN161 50'Cd/115V/1Ph/Pb50'/CSA/(161-0024) | https://www.zoellerpumps.com/en-us/products/sump-effluent-pumps/commercial/160-series | EA | 1468 |  | 53514228279 | 88 | LB | 21.25 | 11.75 | 14.75 | 18 Months | YES
161-0076 | J161 35'Cd/200-208V/3Ph/cCSAus/UL | J161 35'Cd/200-208V/3Ph/cCSAus/UL | https://www.zoellerpumps.com/en-us/products/sump-effluent-pumps/commercial/160-series | EA | 1333 |  | 53514234782 | 84 | LB | 21.25 | 11.75 | 14.75 | 18 Months | YES
161-0077 | IX161 50'Cd/200-208V/1Ph/Ex Pr/FM/CSA | IX161 50'Cd/200-208V/1Ph/Ex Pr/FM/CSA | https://www.zoellerpumps.com/en-us/products/sump-effluent-pumps/commercial/160-series | EA | 2434 |  | 53514237325 | 119 | LB | 32 | 12 | 15 | 18 Months | NO
161-0078 | H161 25'Cd/ 200-208V/1Ph/cCSAus | H161 25'Cd/ 200-208V/1Ph/cCSAus | https://www.zoellerpumps.com/en-us/products/sump-effluent-pumps/commercial/160-series | EA | 1359 |  | 53514240745 | 83 | LB | 21.25 | 11.75 | 14.75 | 18 Months | YES
161-0083 | MX161 50'Cd/115V/1Ph/Ex Pr/FM/CSA | MX161 50'Cd/115V/1Ph/Ex Pr/FM/CSA | https://www.zoellerpumps.com/en-us/products/sump-effluent-pumps/commercial/160-series | EA | 3405 |  | 53514259914 | 125 | LB | 32 | 12 | 15 | 18 Months | NO
161-0085 | N161 115V/1Ph/ED | N161 115V/1Ph/ED | https://www.zoellerpumps.com/en-us/products/sump-effluent-pumps/commercial/160-series | EA | 1089 |  | 53514270537 | 82 | LB | 21.25 | 11.75 | 14.75 | 18 Months | YES
161-0088 | IX161 25'Cd/200-208V/1Ph/Ex Pr/FM/CSA | IX161 25'Cd/200-208V/1Ph/Ex Pr/FM/CSA | https://www.zoellerpumps.com/en-us/products/sump-effluent-pumps/commercial/160-series | EA | 2394 |  | 53514283551 | 119 | LB | 32 | 12 | 15 | 18 Months | NO
161-0092 | G161 25'Cd/460V/3Ph/cCSAus/UL | G161 25'Cd/460V/3Ph/cCSAus/UL | https://www.zoellerpumps.com/en-us/products/sump-effluent-pumps/commercial/160-series | EA | 1323 |  | 53514312145 | 87 | LB | 21.25 | 11.75 | 14.75 | 18 Months | YES
161-0098 | MX161 35'Cd/115V/1Ph/Ex Pr/FM/CSA | MX161 35'Cd/115V/1Ph/Ex Pr/FM/CSA | https://www.zoellerpumps.com/en-us/products/sump-effluent-pumps/commercial/160-series | EA | 3375 |  | 53514319380 | 124 | LB | 32 | 12 | 15 | 18 Months | NO
161-0099 | JX161 35'Cds/200-208V/3Ph/Ex Pr/FM/CSA | JX161 35'Cds/200-208V/3Ph/Ex Pr/FM/CSA | https://www.zoellerpumps.com/en-us/products/sump-effluent-pumps/commercial/160-series | EA | 2500 |  | 53514325060 | 118 | LB | 32 | 12 | 15 | 18 Months | NO
161-0100 | DX161 50'Cd/230V/1Ph/EX Pr/FM/CSA | DX161 50'Cd/230V/1Ph/EX Pr/FM/CSA | https://www.zoellerpumps.com/en-us/products/sump-effluent-pumps/commercial/160-series | EA | 3398 |  | 53514327729 | 123 | LB | 32 | 12 | 15 | 18 Months | NO
161-0101 | F161 50'Cd/230V/3Ph/cCSAus | F161 50'Cd/230V/3Ph/cCSAus | https://www.zoellerpumps.com/en-us/products/sump-effluent-pumps/commercial/160-series | EA | 1331 |  | 53514331344 | 87 | LB | 21.25 | 11.75 | 14.75 | 18 Months | NO
161-0103 | HX161 50'Cd/200-208V/1Ph/Ex Pr/FM/CSA | HX161 50'Cd/200-208V/1Ph/Ex Pr/FM/CSA | https://www.zoellerpumps.com/en-us/products/sump-effluent-pumps/commercial/160-series | EA | 3438 |  | 53514333980 | 125 | LB | 32 | 12 | 15 | 18 Months | NO
161-0105 | GX161 25'Cd/460V/3Ph/Ex Pr/FM/CSA | GX161 25'Cd/460V/3Ph/Ex Pr/FM/CSA | https://www.zoellerpumps.com/en-us/products/sump-effluent-pumps/commercial/160-series | EA | 2469 |  | 53514341268 | 119 | LB | 32 | 12 | 15 | 18 Months | NO
161-0106 | MX161 25'Cd/115V/1Ph/Ex Pr/FM/CSA | MX161 25'Cd/115V/1Ph/Ex Pr/FM/CSA | https://www.zoellerpumps.com/en-us/products/sump-effluent-pumps/commercial/160-series | EA | 3365 |  | 53514350581 | 124 | LB | 32 | 12 | 15 | 18 Months | NO
161-0107 | DX161 35'Cd/230V/1Ph/EX Pr/FM/CSA | DX161 35'Cd/230V/1Ph/EX Pr/FM/CSA | https://www.zoellerpumps.com/en-us/products/sump-effluent-pumps/commercial/160-series | EA | 3368 |  | 53514358884 | 123 | LB | 32 | 12 | 15 | 18 Months | NO
161-0108 | HX161 35'Cd/200-208V/1Ph/Ex Pr/FM/CSA | HX161 35'Cd/200-208V/1Ph/Ex Pr/FM/CSA | https://www.zoellerpumps.com/en-us/products/sump-effluent-pumps/commercial/160-series | EA | 3408 |  | 53514378387 | 125 | LB | 32 | 12 | 15 | 18 Months | NO
161-0110 | FX161 50'CD/230V/3Ph/Ex Pr/FM/CSA | FX161 50'CD/230V/3Ph/Ex Pr/FM/CSA | https://www.zoellerpumps.com/en-us/products/sump-effluent-pumps/commercial/160-series | EA | 2509 |  | 53514393915 | 117 | LB | 32 | 12 | 15 | 18 Months | NO
163-0001 | M163 115V/1Ph/cCSAus/UL | M163 115V/1Ph/cCSAus/UL | https://www.zoellerpumps.com/en-us/products/sump-effluent-pumps/commercial/160-series | EA | 1161 |  | 53514015060 | 83 | LB | 21.25 | 11.75 | 14.75 | 18 Months | YES
163-0002 | N163 115V/1Ph/CSA | N163 115V/1Ph/CSA | https://www.zoellerpumps.com/en-us/products/sump-effluent-pumps/commercial/160-series | EA | 1048 |  | 53514015077 | 82 | LB | 21.25 | 11.75 | 14.75 | 18 Months | YES
163-0003 | D163 230V/1Ph/cCSAus/UL | D163 230V/1Ph/cCSAus/UL | https://www.zoellerpumps.com/en-us/products/sump-effluent-pumps/commercial/160-series | EA | 1221 |  | 53514015084 | 83 | LB | 21.25 | 11.75 | 14.75 | 18 Months | YES
163-0004 | E163 230V/1Ph/cCSAus/UL | E163 230V/1Ph/cCSAus/UL | https://www.zoellerpumps.com/en-us/products/sump-effluent-pumps/commercial/160-series | EA | 1108 |  | 53514015091 | 82 | LB | 21.25 | 11.75 | 14.75 | 18 Months | YES
163-0007 | H163 200-208V/1Ph/cCSAus | H163 200-208V/1Ph/cCSAus | https://www.zoellerpumps.com/en-us/products/sump-effluent-pumps/commercial/160-series | EA | 1261 |  | 53514015107 | 83 | LB | 21.25 | 11.75 | 14.75 | 18 Months | YES
163-0008 | J163 200-208V/3Ph/cCSAus/UL | J163 200-208V/3Ph/cCSAus/UL | https://www.zoellerpumps.com/en-us/products/sump-effluent-pumps/commercial/160-series | EA | 1223 |  | 53514015114 | 82 | LB | 21.25 | 11.75 | 14.75 | 18 Months | YES
163-0009 | F163 230V/3Ph/cCSAus/UL | F163 230V/3Ph/cCSAus/UL | https://www.zoellerpumps.com/en-us/products/sump-effluent-pumps/commercial/160-series | EA | 1223 |  | 53514015121 | 82 | LB | 21.25 | 11.75 | 14.75 | 18 Months | YES
163-0010 | I163 200-208V/1Ph/cCSAus | I163 200-208V/1Ph/cCSAus | https://www.zoellerpumps.com/en-us/products/sump-effluent-pumps/commercial/160-series | EA | 1148 |  | 53514015138 | 82 | LB | 21.25 | 11.75 | 14.75 | 18 Months | YES
163-0015 | N163 50'Cd/115V/1Ph/CSA | N163 50'Cd/115V/1Ph/CSA | https://www.zoellerpumps.com/en-us/products/sump-effluent-pumps/commercial/160-series | EA | 1188 |  | 53514015176 | 91 | LB | 21.25 | 11.75 | 14.75 | 18 Months | YES
163-0016 | M163 35'Cd/115V/1Ph/cCSAus/UL | M163 35'Cd/115V/1Ph/cCSAus/UL | https://www.zoellerpumps.com/en-us/products/sump-effluent-pumps/commercial/160-series | EA | 1271 |  | 53514015183 | 88 | LB | 21.25 | 11.75 | 14.75 | 18 Months | YES
163-0017 | N163 35'Cd/115V/1Ph/CSA | N163 35'Cd/115V/1Ph/CSA | https://www.zoellerpumps.com/en-us/products/sump-effluent-pumps/commercial/160-series | EA | 1158 |  | 53514015190 | 87 | LB | 21.25 | 11.75 | 14.75 | 18 Months | YES
163-0018 | G163 25'Cd/460V/3Ph/cCSAus/UL | G163 25'Cd/460V/3Ph/cCSAus/UL | https://www.zoellerpumps.com/en-us/products/sump-effluent-pumps/commercial/160-series | EA | 1323 |  | 53514015206 | 84 | LB | 21.25 | 11.75 | 14.75 | 18 Months | YES
163-0021 | N163 25'Cd/115V/1Ph/CSA | N163 25'Cd/115V/1Ph/CSA | https://www.zoellerpumps.com/en-us/products/sump-effluent-pumps/commercial/160-series | EA | 1148 |  | 53514015237 | 84 | LB | 21.25 | 11.75 | 14.75 | 18 Months | YES
163-0025 | D163 25'Cd/230V/1Ph/cCSAus/UL | D163 25'Cd/230V/1Ph/cCSAus/UL | https://www.zoellerpumps.com/en-us/products/sump-effluent-pumps/commercial/160-series | EA | 1321 |  | 53514015268 | 85 | LB | 21.25 | 11.75 | 14.75 | 18 Months | YES
163-0028 | D163 230V/1Ph/Extra Duty | D163 230V/1Ph/Extra Duty | https://www.zoellerpumps.com/en-us/products/sump-effluent-pumps/commercial/160-series | EA | 1262 |  | 53514015299 | 83 | LB | 21.25 | 11.75 | 14.75 | 18 Months | YES
163-0029 | M163 50'Cd/115V/1Ph/cCSAus/UL | M163 50'Cd/115V/1Ph/cCSAus/UL | https://www.zoellerpumps.com/en-us/products/sump-effluent-pumps/commercial/160-series | EA | 1301 |  | 53514026448 | 92 | LB | 21.25 | 11.75 | 14.75 | 18 Months | YES
163-0030 | M163 25'Cd/115V/1Ph/cCSAus/UL | M163 25'Cd/115V/1Ph/cCSAus/UL | https://www.zoellerpumps.com/en-us/products/sump-effluent-pumps/commercial/160-series | EA | 1261 |  | 53514028237 | 85 | LB | 21.25 | 11.75 | 14.75 | 18 Months | YES
163-0031 | G163 460V/3Ph/cCSAus/UL | G163 460V/3Ph/cCSAus/UL | https://www.zoellerpumps.com/en-us/products/sump-effluent-pumps/commercial/160-series | EA | 1223 |  | 53514028619 | 82 | LB | 21.25 | 11.75 | 14.75 | 18 Months | YES
163-0032 | G163 50'Cd/460V/3Ph/cCSAus/UL | G163 50'Cd/460V/3Ph/cCSAus/UL | https://www.zoellerpumps.com/en-us/products/sump-effluent-pumps/commercial/160-series | EA | 1363 |  | 53514040529 | 91 | LB | 21.25 | 11.75 | 14.75 | 18 Months | YES
163-0033 | BE163 230V/1Ph/Pb20'/cCSAus/UL/(163-0004) | BE163 230V/1Ph/Pb20'/cCSAus/UL/(163-0004) | https://www.zoellerpumps.com/en-us/products/sump-effluent-pumps/commercial/160-series | EA | 1139 |  | 53514041472 | 84 | LB | 21.25 | 11.75 | 14.75 | 18 Months | YES
163-0034 | BN163 115V/1Ph/Pb20'/CSA/(163-0002) | BN163 115V/1Ph/Pb20'/CSA/(163-0002) | https://www.zoellerpumps.com/en-us/products/sump-effluent-pumps/commercial/160-series | EA | 1188 |  | 53514041489 | 84 | LB | 21.25 | 11.75 | 14.75 | 18 Months | YES
163-0035 | E163 50'Cd/230V/1Ph/cCSAus/UL | E163 50'Cd/230V/1Ph/cCSAus/UL | https://www.zoellerpumps.com/en-us/products/sump-effluent-pumps/commercial/160-series | EA | 1248 |  | 53514041533 | 91 | LB | 21.25 | 11.75 | 14.75 | 18 Months | YES
163-0037 | D163 35'Cd/230V/1Ph/cCSAus/UL | D163 35'Cd/230V/1Ph/cCSAus/UL | https://www.zoellerpumps.com/en-us/products/sump-effluent-pumps/commercial/160-series | EA | 1331 |  | 53514046576 | 88 | LB | 21.25 | 11.75 | 14.75 | 18 Months | YES
163-0038 | H163 35'Cd/200-208V/1Ph/cCSAus | H163 35'Cd/200-208V/1Ph/cCSAus | https://www.zoellerpumps.com/en-us/products/sump-effluent-pumps/commercial/160-series | EA | 1371 |  | 53514048693 | 88 | LB | 21.25 | 11.75 | 14.75 | 18 Months | YES
163-0039 | I163 35'Cd/200-208V/1Ph/cCSAus | I163 35'Cd/200-208V/1Ph/cCSAus | https://www.zoellerpumps.com/en-us/products/sump-effluent-pumps/commercial/160-series | EA | 1258 |  | 53514054588 | 87 | LB | 21.25 | 11.75 | 14.75 | 18 Months | YES
163-0040 | N163 115V/1Ph/Extra Duty | N163 115V/1Ph/Extra Duty | https://www.zoellerpumps.com/en-us/products/sump-effluent-pumps/commercial/160-series | EA | 1089 |  | 53514063979 | 82 | LB | 21.25 | 11.75 | 14.75 | 18 Months | YES
163-0043 | E163 35'Cd/230V/1Ph/cCSAus/UL | E163 35'Cd/230V/1Ph/cCSAus/UL | https://www.zoellerpumps.com/en-us/products/sump-effluent-pumps/commercial/160-series | EA | 1218 |  | 53514083564 | 86 | LB | 21.25 | 11.75 | 14.75 | 18 Months | YES
163-0044 | H163 200-208V/1Ph/ED | H163 200-208V/1Ph/ED | https://www.zoellerpumps.com/en-us/products/sump-effluent-pumps/commercial/160-series | EA | 1149 |  | 53514089917 | 83 | LB | 21.25 | 11.75 | 14.75 | 18 Months | YES
163-0048 | I163 50'Cd/200-208V/1Ph/cCSAus | I163 50'Cd/200-208V/1Ph/cCSAus | https://www.zoellerpumps.com/en-us/products/sump-effluent-pumps/commercial/160-series | EA | 1288 |  | 53514104504 | 96 | LB | 21.25 | 11.75 | 14.75 | 18 Months | YES
163-0049 | NX163 115V/1Ph/Ex Pr/FM/CSA | NX163 115V/1Ph/Ex Pr/FM/CSA | https://www.zoellerpumps.com/en-us/products/sump-effluent-pumps/commercial/160-series | EA | 2208 |  | 53514107918 | 117 | LB | 32 | 12 | 15 | 18 Months | NO
163-0050 | EX163 230V/1Ph/Ex Pr/FM/CSA | EX163 230V/1Ph/Ex Pr/FM/CSA | https://www.zoellerpumps.com/en-us/products/sump-effluent-pumps/commercial/160-series | EA | 2254 |  | 53514107925 | 117 | LB | 32 | 12 | 15 | 18 Months | NO
163-0051 | JX163 200-208V/3Ph/Ex Pr/FM/CSA | JX163 200-208V/3Ph/Ex Pr/FM/CSA | https://www.zoellerpumps.com/en-us/products/sump-effluent-pumps/commercial/160-series | EA | 2369 |  | 53514107932 | 117 | LB | 32 | 12 | 15 | 18 Months | NO
163-0052 | FX163 230V/3Ph/Ex Pr/FM/CSA | FX163 230V/3Ph/Ex Pr/FM/CSA | https://www.zoellerpumps.com/en-us/products/sump-effluent-pumps/commercial/160-series | EA | 2369 |  | 53514107949 | 117 | LB | 32 | 12 | 15 | 18 Months | NO
163-0053 | GX163 460V/3Ph/Ex Pr/FM/CSA | GX163 460V/3Ph/Ex Pr/FM/CSA | https://www.zoellerpumps.com/en-us/products/sump-effluent-pumps/commercial/160-series | EA | 2369 |  | 53514107956 | 117 | LB | 32 | 12 | 15 | 18 Months | NO
163-0054 | IX163 200-208V/1Ph/Ex Pr/FM/CSA | IX163 200-208V/1Ph/Ex Pr/FM/CSA | https://www.zoellerpumps.com/en-us/products/sump-effluent-pumps/commercial/160-series | EA | 2294 |  | 53514107963 | 117 | LB | 32 | 12 | 15 | 18 Months | NO
163-0055 | M163 115V/1Ph/ED | M163 115V/1Ph/ED | https://www.zoellerpumps.com/en-us/products/sump-effluent-pumps/commercial/160-series | EA | 1202 |  | 53514119010 | 83 | LB | 21.25 | 11.75 | 14.75 | 18 Months | YES
163-0056 | NX163 35'Cd/115V/1Ph/Ex Pr/FM/CSA | NX163 35'Cd/115V/1Ph/Ex Pr/FM/CSA | https://www.zoellerpumps.com/en-us/products/sump-effluent-pumps/commercial/160-series | EA | 2318 |  | 53514128715 | 117 | LB | 32 | 12 | 15 | 18 Months | NO
163-0058 | D163 50'Cd/230V/1Ph/cCSAus/UL | D163 50'Cd/230V/1Ph/cCSAus/UL | https://www.zoellerpumps.com/en-us/products/sump-effluent-pumps/commercial/160-series | EA | 1361 |  | 53514144104 | 91 | LB | 21.25 | 11.75 | 14.75 | 18 Months | YES
163-0059 | E163 230V/1Ph/Extra Duty | E163 230V/1Ph/Extra Duty | https://www.zoellerpumps.com/en-us/products/sump-effluent-pumps/commercial/160-series | EA | 1149 |  | 53514146726 | 82 | LB | 21.25 | 11.75 | 14.75 | 18 Months | YES
163-0061 | EX163 50'Cd/230V/1Ph/Ex Pr/FM/CSA | EX163 50'Cd/230V/1Ph/Ex Pr/FM/CSA | https://www.zoellerpumps.com/en-us/products/sump-effluent-pumps/commercial/160-series | EA | 2394 |  | 53514148546 | 119 | LB | 32 | 12 | 15 | 18 Months | NO
163-0062 | NX163 50'Cd/115V/1Ph/Ex Pr/FM/CSA | NX163 50'Cd/115V/1Ph/Ex Pr/FM/CSA | https://www.zoellerpumps.com/en-us/products/sump-effluent-pumps/commercial/160-series | EA | 2348 |  | 53514160548 | 119 | LB | 32 | 12 | 15 | 18 Months | NO
163-0066 | JX163 50'Cd/200-208V/3Ph/Ex Pr/FM/CSA | JX163 50'Cd/200-208V/3Ph/Ex Pr/FM/CSA | https://www.zoellerpumps.com/en-us/products/sump-effluent-pumps/commercial/160-series | EA | 2509 |  | 53514167271 | 120 | LB | 32 | 12 | 15 | 18 Months | NO
163-0069 | J163 50'Cd/200-208V/3Ph/cCSAus/UL | J163 50'Cd/200-208V/3Ph/cCSAus/UL | https://www.zoellerpumps.com/en-us/products/sump-effluent-pumps/commercial/160-series | EA | 1363 |  | 53514189563 | 85 | LB | 21.25 | 11.75 | 14.75 | 18 Months | YES
163-0072 | I163 25'Cd/200-208V/1Ph/cCSAus | I163 25'Cd/200-208V/1Ph/cCSAus | https://www.zoellerpumps.com/en-us/products/sump-effluent-pumps/commercial/160-series | EA | 1361 |  | 53514202415 | 86 | LB | 21.25 | 11.75 | 14.75 | 18 Months | YES
163-0073 | IX163 50'Cd/200-208V/1Ph/Ex Pr/FM/CSA | IX163 50'Cd/200-208V/1Ph/Ex Pr/FM/CSA | https://www.zoellerpumps.com/en-us/products/sump-effluent-pumps/commercial/160-series | EA | 2434 |  | 53514204594 | 124 | LB | 32 | 12 | 15 | 18 Months | NO
163-0075 | MX163 115V/1Ph/Ex Pr/FM/CSA | MX163 115V/1Ph/Ex Pr/FM/CSA | https://www.zoellerpumps.com/en-us/products/sump-effluent-pumps/commercial/160-series | EA | 3265 |  | 53514236205 | 123 | LB | 32 | 12 | 15 | 18 Months | NO
163-0076 | DX163 230V/1Ph/Ex Pr/FM/CSA | DX163 230V/1Ph/Ex Pr/FM/CSA | https://www.zoellerpumps.com/en-us/products/sump-effluent-pumps/commercial/160-series | EA | 3258 |  | 53514236229 | 123 | LB | 32 | 12 | 15 | 18 Months | NO
163-0077 | HX163 200-208V/1Ph/Ex Pr/FM/CSA | HX163 200-208V/1Ph/Ex Pr/FM/CSA | https://www.zoellerpumps.com/en-us/products/sump-effluent-pumps/commercial/160-series | EA | 3298 |  | 53514236243 | 123 | LB | 32 | 12 | 15 | 18 Months | NO
163-0078 | J163 35'Cd/200-208V/3Ph/cCSAus/UL | J163 35'Cd/200-208V/3Ph/cCSAus/UL | https://www.zoellerpumps.com/en-us/products/sump-effluent-pumps/commercial/160-series | EA | 1333 |  | 53514220228 | 85 | LB | 21.25 | 11.75 | 14.75 | 18 Months | YES
163-0080 | JX163 35'Cd/200-208V/3Ph/Ex Pr/FM/CSA | JX163 35'Cd/200-208V/3Ph/Ex Pr/FM/CSA | https://www.zoellerpumps.com/en-us/products/sump-effluent-pumps/commercial/160-series | EA | 2479 |  | 53514228729 | 117 | LB | 32 | 12 | 15 | 18 Months | NO
163-0085 | MX163 50'Cd/115V/1Ph/Ex Pr/FM/CSA | MX163 50'Cd/115V/1Ph/Ex Pr/FM/CSA | https://www.zoellerpumps.com/en-us/products/sump-effluent-pumps/commercial/160-series | EA | 3405 |  | 53514281595 | 123 | LB | 32 | 12 | 15 | 18 Months | NO
163-0087 | BN163 115V/1Ph/Pb20'/Extra Duty | BN163 115V/1Ph/Pb20'/Extra Duty | https://www.zoellerpumps.com/en-us/products/sump-effluent-pumps/commercial/160-series | EA | 1229 |  | 53514285487 | 84 | LB | 21.25 | 11.75 | 14.75 | 18 Months | YES
163-0088 | MX163 25'Cd/115V/1Ph/Ex Pr/FM/CSA | MX163 25'Cd/115V/1Ph/Ex Pr/FM/CSA | https://www.zoellerpumps.com/en-us/products/sump-effluent-pumps/commercial/160-series | EA | 3365 |  | 53514299934 | 122 | LB | 32 | 12 | 15 | 18 Months | NO
163-0089 | E163 25'Cd/230V/1Ph/cCSAus/UL | E163 25'Cd/230V/1Ph/cCSAus/UL | https://www.zoellerpumps.com/en-us/products/sump-effluent-pumps/commercial/160-series | EA | 1208 |  | 53514301033 | 86 | LB | 21.25 | 11.75 | 14.75 | 18 Months | YES
163-0096 | GX163 50'Cd/460V/3Ph/Ex Pr/FM/CSA | GX163 50'Cd/460V/3Ph/Ex Pr/FM/CSA | https://www.zoellerpumps.com/en-us/products/sump-effluent-pumps/commercial/160-series | EA | 2509 |  | 53514346065 | 118 | LB | 32 | 12 | 15 | 18 Months | NO
163-0097 | MX163 35'Cd/115V/1Ph/Ex Pr/FM/CSA | MX163 35'Cd/115V/1Ph/Ex Pr/FM/CSA | https://www.zoellerpumps.com/en-us/products/sump-effluent-pumps/commercial/160-series | EA | 3375 |  | 53514355623 | 122 | LB | 32 | 12 | 15 | 18 Months | NO
163-0098 | IX163 35'Cd/200-208V/1Ph/Ex Pr/FM/CSA | IX163 35'Cd/200-208V/1Ph/Ex Pr/FM/CSA | https://www.zoellerpumps.com/en-us/products/sump-effluent-pumps/commercial/160-series | EA | 2404 |  | 53514367145 | 124 | LB | 32 | 12 | 15 | 18 Months | NO
163-0099 | BN163 50'Cd/115V/1Ph/Pb50'/CSA/(163-0015) | BN163 50'Cd/115V/1Ph/Pb50'/CSA/(163-0015) | https://www.zoellerpumps.com/en-us/products/sump-effluent-pumps/commercial/160-series | EA | 1328 |  | 53514374075 | 88 | LB | 21.25 | 11.75 | 14.75 | 18 Months | YES
163-0102 | BN163 35'Cd/115V/1Ph/Pb35'/CSA/(163-0017) | BN163 35'Cd/115V/1Ph/Pb35'/CSA/(163-0017) | https://www.zoellerpumps.com/en-us/products/sump-effluent-pumps/commercial/160-series | EA | 1298 |  | 53514438319 | 88 | LB | 21.25 | 11.75 | 14.75 | 18 Months | YES
163-0103 | F163 50'Cd/230V/3Ph/cCSAus/UL | F163 50'Cd/230V/3Ph/cCSAus/UL | https://www.zoellerpumps.com/en-us/products/sump-effluent-pumps/commercial/160-series | EA | 1363 |  | 53514438609 | 82 | LB | 21.25 | 11.75 | 14.75 | 18 Months | YES
163-0104 | J163 200-208V/3Ph/Extra Duty | J163 200-208V/3Ph/Extra Duty | https://www.zoellerpumps.com/en-us/products/sump-effluent-pumps/commercial/160-series | EA | 1264 |  | 53514439347 | 82 | LB | 21.25 | 11.75 | 14.75 | 18 Months | YES
163-0105 | FX163 50'Cd/230V/3Ph/Ex Pr | FX163 50'Cd/230V/3Ph/Ex Pr | https://www.zoellerpumps.com/en-us/products/sump-effluent-pumps/commercial/160-series | EA | 2509 |  | 53514439682 | 117 | LB | 32 | 12 | 15 | 18 Months | NO
163-0106 | HX163 50'Cd/200-208V/1Ph/Ex Pr | HX163 50'Cd/200-208V/1Ph/Ex Pr | https://www.zoellerpumps.com/en-us/products/sump-effluent-pumps/commercial/160-series | EA | 3438 |  | 53514454111 | 123 | LB | 32 | 12 | 15 | 18 Months | NO
165-0003 | D165 230V/1Ph/cCSAus/UL | D165 230V/1Ph/cCSAus/UL | https://www.zoellerpumps.com/en-us/products/sump-effluent-pumps/commercial/160-series | EA | 1359 |  | 53514015305 | 83 | LB | 21.25 | 11.75 | 14.75 | 18 Months | YES
165-0004 | E165 230V/1Ph/cCSAus/UL | E165 230V/1Ph/cCSAus/UL | https://www.zoellerpumps.com/en-us/products/sump-effluent-pumps/commercial/160-series | EA | 1240 |  | 53514015312 | 82 | LB | 21.25 | 11.75 | 14.75 | 18 Months | YES
165-0008 | G165 460V/3Ph/cCSAus/UL | G165 460V/3Ph/cCSAus/UL | https://www.zoellerpumps.com/en-us/products/sump-effluent-pumps/commercial/160-series | EA | 1355 |  | 53514015329 | 82 | LB | 21.25 | 11.75 | 14.75 | 18 Months | YES
165-0009 | J165 200-208V/3Ph/cCSAus/UL | J165 200-208V/3Ph/cCSAus/UL | https://www.zoellerpumps.com/en-us/products/sump-effluent-pumps/commercial/160-series | EA | 1355 |  | 53514015336 | 82 | LB | 21.25 | 11.75 | 14.75 | 18 Months | YES
165-0010 | E165 230V/1P/Wo Plug/cCSAus/UL | E165 230V/1P/Wo Plug/cCSAus/UL | https://www.zoellerpumps.com/en-us/products/sump-effluent-pumps/commercial/160-series | EA | 1240 |  | 53514015343 | 82 | LB | 21.25 | 11.75 | 14.75 | 18 Months | YES
165-0011 | F165 50'Cd/230V/3Ph/cCSAus/UL | F165 50'Cd/230V/3Ph/cCSAus/UL | https://www.zoellerpumps.com/en-us/products/sump-effluent-pumps/commercial/160-series | EA | 1495 |  | 53514015350 | 91 | LB | 21.25 | 11.75 | 14.75 | 18 Months | YES
165-0012 | H165 200-208V/1Ph/cCSAus | H165 200-208V/1Ph/cCSAus | https://www.zoellerpumps.com/en-us/products/sump-effluent-pumps/commercial/160-series | EA | 1399 |  | 53514015367 | 83 | LB | 21.25 | 11.75 | 14.75 | 18 Months | YES
165-0013 | E165 35'Cd/230V/1Ph/cCSAus/UL | E165 35'Cd/230V/1Ph/cCSAus/UL | https://www.zoellerpumps.com/en-us/products/sump-effluent-pumps/commercial/160-series | EA | 1350 |  | 53514015374 | 87 | LB | 21.25 | 11.75 | 14.75 | 18 Months | YES
165-0014 | E165 50'Cd/230V/1Ph/cCSAus/UL | E165 50'Cd/230V/1Ph/cCSAus/UL | https://www.zoellerpumps.com/en-us/products/sump-effluent-pumps/commercial/160-series | EA | 1380 |  | 53514015381 | 91 | LB | 21.25 | 11.75 | 14.75 | 18 Months | YES
165-0015 | F165 230V/3Ph/cCSAus/UL | F165 230V/3Ph/cCSAus/UL | https://www.zoellerpumps.com/en-us/products/sump-effluent-pumps/commercial/160-series | EA | 1355 |  | 53514015398 | 82 | LB | 21.25 | 11.75 | 14.75 | 18 Months | YES
165-0016 | J165 200-208V/3Ph/ED | J165 200-208V/3Ph/ED | https://www.zoellerpumps.com/en-us/products/sump-effluent-pumps/commercial/160-series | EA | 1396 |  | 53514015404 | 82 | LB | 21.25 | 11.75 | 14.75 | 18 Months | YES
165-0018 | E165 230V/1Ph/Extra Duty | E165 230V/1Ph/Extra Duty | https://www.zoellerpumps.com/en-us/products/sump-effluent-pumps/commercial/160-series | EA | 1281 |  | 53514015428 | 82 | LB | 21.25 | 11.75 | 14.75 | 18 Months | YES
165-0019 | F165 25'Cd//230V/3Ph/cCSAus/UL | F165 25'Cd//230V/3Ph/cCSAus/UL | https://www.zoellerpumps.com/en-us/products/sump-effluent-pumps/commercial/160-series | EA | 1455 |  | 53514015435 | 84 | LB | 21.25 | 11.75 | 14.75 | 18 Months | YES
165-0020 | I165 200-208V/1Ph/cCSAus | I165 200-208V/1Ph/cCSAus | https://www.zoellerpumps.com/en-us/products/sump-effluent-pumps/commercial/160-series | EA | 1280 |  | 53514015442 | 82 | LB | 21.25 | 11.75 | 14.75 | 18 Months | YES
165-0021 | H165 35'Cd/200-208V/1Ph/cCSAus | H165 35'Cd/200-208V/1Ph/cCSAus | https://www.zoellerpumps.com/en-us/products/sump-effluent-pumps/commercial/160-series | EA | 1509 |  | 53514015459 | 88 | LB | 21.25 | 11.75 | 14.75 | 18 Months | YES
165-0022 | G165 460V/3Ph/Extra Duty | G165 460V/3Ph/Extra Duty | https://www.zoellerpumps.com/en-us/products/sump-effluent-pumps/commercial/160-series | EA | 1396 |  | 53514015466 | 82 | LB | 21.25 | 11.75 | 14.75 | 18 Months | YES
165-0023 | G165 35'Cd/460V/3Ph/cCSAus/UL | G165 35'Cd/460V/3Ph/cCSAus/UL | https://www.zoellerpumps.com/en-us/products/sump-effluent-pumps/commercial/160-series | EA | 1465 |  | 53514015473 | 87 | LB | 21.25 | 11.75 | 14.75 | 18 Months | YES
165-0025 | D165 230V/1Ph/Extra Duty | D165 230V/1Ph/Extra Duty | https://www.zoellerpumps.com/en-us/products/sump-effluent-pumps/commercial/160-series | EA | 1400 |  | 53514015497 | 83 | LB | 21.25 | 11.75 | 14.75 | 18 Months | YES
165-0026 | E165 25'Cd/230V/1Ph/cCSAus/UL | E165 25'Cd/230V/1Ph/cCSAus/UL | https://www.zoellerpumps.com/en-us/products/sump-effluent-pumps/commercial/160-series | EA | 1340 |  | 53514029111 | 84 | LB | 21.25 | 11.75 | 14.75 | 18 Months | YES
165-0028 | J165 35'Cd/200-208V/3Ph/cCSAus/UL | J165 35'Cd/200-208V/3Ph/cCSAus/UL | https://www.zoellerpumps.com/en-us/products/sump-effluent-pumps/commercial/160-series | EA | 1465 |  | 53514031992 | 87 | LB | 21.25 | 11.75 | 14.75 | 18 Months | YES
165-0029 | D165 35'Cd/230V/1Ph/cCSAus/UL | D165 35'Cd/230V/1Ph/cCSAus/UL | https://www.zoellerpumps.com/en-us/products/sump-effluent-pumps/commercial/160-series | EA | 1469 |  | 53514039547 | 88 | LB | 21.25 | 11.75 | 14.75 | 18 Months | YES
165-0030 | BE165 230V/1Ph/Pb20'/cCSAus/UL/(165-0004) | BE165 230V/1Ph/Pb20'/cCSAus/UL/(165-0004) | https://www.zoellerpumps.com/en-us/products/sump-effluent-pumps/commercial/160-series | EA | 1267 |  | 53514041786 | 84 | LB | 21.25 | 11.75 | 14.75 | 18 Months | YES
165-0031 | G165 50'Cd/460V/3Ph/cCSAus/UL | G165 50'Cd/460V/3Ph/cCSAus/UL | https://www.zoellerpumps.com/en-us/products/sump-effluent-pumps/commercial/160-series | EA | 1495 |  | 53514044503 | 91 | LB | 21.25 | 11.75 | 14.75 | 18 Months | YES
165-0033 | F165 35'Cd/230V/3Ph/cCSAus/UL | F165 35'Cd/230V/3Ph/cCSAus/UL | https://www.zoellerpumps.com/en-us/products/sump-effluent-pumps/commercial/160-series | EA | 1465 |  | 53514054007 | 91 | LB | 21.25 | 11.75 | 14.75 | 18 Months | YES
165-0039 | EX165 230V/1Ph/Ex Pr/FM/CSA | EX165 230V/1Ph/Ex Pr/FM/CSA | https://www.zoellerpumps.com/en-us/products/sump-effluent-pumps/commercial/160-series | EA | 2421 |  | 53514107970 | 117 | LB | 32 | 12 | 15 | 18 Months | NO
165-0040 | JX165 200-208V/3Ph/Ex Pr/FM/CSA | JX165 200-208V/3Ph/Ex Pr/FM/CSA | https://www.zoellerpumps.com/en-us/products/sump-effluent-pumps/commercial/160-series | EA | 2536 |  | 53514107987 | 117 | LB | 32 | 12 | 15 | 18 Months | NO
165-0041 | FX165 230V/3Ph/Ex Pr/FM/CSA | FX165 230V/3Ph/Ex Pr/FM/CSA | https://www.zoellerpumps.com/en-us/products/sump-effluent-pumps/commercial/160-series | EA | 2536 |  | 53514107994 | 117 | LB | 32 | 12 | 15 | 18 Months | NO
165-0042 | GX165 460V/3Ph/Ex Pr/FM/CSA | GX165 460V/3Ph/Ex Pr/FM/CSA | https://www.zoellerpumps.com/en-us/products/sump-effluent-pumps/commercial/160-series | EA | 2536 |  | 53514108007 | 117 | LB | 32 | 12 | 15 | 18 Months | NO
165-0044 | IX165 200-208V/1Ph/Ex Pr/FM/CSA | IX165 200-208V/1Ph/Ex Pr/FM/CSA | https://www.zoellerpumps.com/en-us/products/sump-effluent-pumps/commercial/160-series | EA | 2461 |  | 53514108045 | 117 | LB | 32 | 12 | 15 | 18 Months | NO
165-0046 | G165 25'Cd/460V/3Ph/cCSAus/UL | G165 25'Cd/460V/3Ph/cCSAus/UL | https://www.zoellerpumps.com/en-us/products/sump-effluent-pumps/commercial/160-series | EA | 1455 |  | 53514114336 | 87 | LB | 21.25 | 11.75 | 14.75 | 18 Months | YES
165-0048 | EX165 50'Cd/230V/1Ph/Ex Pr/FM/CSA | EX165 50'Cd/230V/1Ph/Ex Pr/FM/CSA | https://www.zoellerpumps.com/en-us/products/sump-effluent-pumps/commercial/160-series | EA | 2561 |  | 53514153465 | 117 | LB | 32 | 12 | 15 | 18 Months | NO
165-0050 | H165 25'Cd/200-208V/1Ph/cCSAus | H165 25'Cd/200-208V/1Ph/cCSAus | https://www.zoellerpumps.com/en-us/products/sump-effluent-pumps/commercial/160-series | EA | 1459 |  | 53514172749 | 84 | LB | 21.25 | 11.75 | 14.75 | 18 Months | YES
165-0053 | GX165 50'Cd/460V/3Ph/Ex Pr/FM/CSA | GX165 50'Cd/460V/3Ph/Ex Pr/FM/CSA | https://www.zoellerpumps.com/en-us/products/sump-effluent-pumps/commercial/160-series | EA | 2676 |  | 53514177560 | 117 | LB | 32 | 12 | 15 | 18 Months | NO
165-0056 | D165 50'Cd/230V/1Ph/cCSAus/UL | D165 50'Cd/230V/1Ph/cCSAus/UL | https://www.zoellerpumps.com/en-us/products/sump-effluent-pumps/commercial/160-series | EA | 1499 |  | 53514201784 | 91 | LB | 21.25 | 11.75 | 14.75 | 18 Months | YES
165-0057 | DX165 230V/1Ph/Ex Pr/FM/CSA | DX165 230V/1Ph/Ex Pr/FM/CSA | https://www.zoellerpumps.com/en-us/products/sump-effluent-pumps/commercial/160-series | EA | 3326 |  | 53514236267 | 124 | LB | 32 | 12 | 15 | 18 Months | NO
165-0058 | HX165 200-208V/1Ph/Ex Pr/FM/CSA | HX165 200-208V/1Ph/Ex Pr/FM/CSA | https://www.zoellerpumps.com/en-us/products/sump-effluent-pumps/commercial/160-series | EA | 3366 |  | 53514236281 | 124 | LB | 32 | 12 | 15 | 18 Months | NO
165-0061 | J165 50'Cd/200-208V/3Ph/cCSAus/UL | J165 50'Cd/200-208V/3Ph/cCSAus/UL | https://www.zoellerpumps.com/en-us/products/sump-effluent-pumps/commercial/160-series | EA | 1495 |  | 53514240288 | 84 | LB | 21.25 | 11.75 | 14.75 | 18 Months | YES
165-0064 | I165 50' Cord/200-208V/1Ph/cCSAus | I165 50' Cord/200-208V/1Ph/cCSAus | https://www.zoellerpumps.com/en-us/products/sump-effluent-pumps/commercial/160-series | EA | 1420 |  | 53514263218 | 84 | LB | 21.25 | 11.75 | 14.75 | 18 Months | YES
165-0065 | DX165 50'Cd/230V/1Ph/Ex Pr/FM/CSA | DX165 50'Cd/230V/1Ph/Ex Pr/FM/CSA | https://www.zoellerpumps.com/en-us/products/sump-effluent-pumps/commercial/160-series | EA | 3466 |  | 53514292232 | 126 | LB | 32 | 12 | 15 | 18 Months | NO
165-0066 | EX165 35'Cd/230V/1Ph/Ex Pr/FM/CSA | EX165 35'Cd/230V/1Ph/Ex Pr/FM/CSA | https://www.zoellerpumps.com/en-us/products/sump-effluent-pumps/commercial/160-series | EA | 2531 |  | 53514305192 | 119 | LB | 32 | 12 | 15 | 18 Months | NO
165-0072 | FX165 35'Cd/230V/3Ph/Ex Pr/FM/CSA | FX165 35'Cd/230V/3Ph/Ex Pr/FM/CSA | https://www.zoellerpumps.com/en-us/products/sump-effluent-pumps/commercial/160-series | EA | 2646 |  | 53514332440 | 118 | LB | 32 | 12 | 15 | 18 Months | NO
165-0074 | IX165 50'Cd/200-208V/1Ph/Ex Pr/FM/CSA | IX165 50'Cd/200-208V/1Ph/Ex Pr/FM/CSA | https://www.zoellerpumps.com/en-us/products/sump-effluent-pumps/commercial/160-series | EA | 2601 |  | 53514358303 | 117 | LB | 32 | 12 | 15 | 18 Months | NO
165-0075 | D165 25'Cd/230V/1Ph/cCSAus/UL | D165 25'Cd/230V/1Ph/cCSAus/UL | https://www.zoellerpumps.com/en-us/products/sump-effluent-pumps/commercial/160-series | EA | 1459 |  | 53514362607 | 83 | LB | 21.25 | 11.75 | 14.75 | 18 Months | YES
165-0076 | GX165 35'Cd/460V/3Ph/Ex Pr/FM/CSA | GX165 35'Cd/460V/3Ph/Ex Pr/FM/CSA | https://www.zoellerpumps.com/en-us/products/sump-effluent-pumps/commercial/160-series | EA | 2646 |  | 53514367817 | 117 | LB | 32 | 12 | 15 | 18 Months | NO
165-0077 | JX165 50'Cd/200-208V/3Ph/Ex Pr/FM/CSA | JX165 50'Cd/200-208V/3Ph/Ex Pr/FM/CSA | https://www.zoellerpumps.com/en-us/products/sump-effluent-pumps/commercial/160-series | EA | 2676 |  | 53514372439 | 117 | LB | 32 | 12 | 15 | 18 Months | NO
165-0079 | I165 35' Cord/200-208V/1Ph/cCSAus | I165 35' Cord/200-208V/1Ph/cCSAus | https://www.zoellerpumps.com/en-us/products/sump-effluent-pumps/commercial/160-series | EA | 1390 |  | 53514376048 | 82 | LB | 21.25 | 11.75 | 14.75 | 18 Months | YES
17-0005 | Conversion Kit,2" To 3" V Or D | Conversion Kit,2" To 3" V Or D | https://www.zoellerpumps.com/en-us/products/package-systems/basins | EA | 28 |  | 53514015503 | 0.5 | LB | 7 | 5.25 | 6 | 18 Months | NO
17-0007 | Conversion Kit,3" To 2" Vent Or Discharge/Flange/Slip/Bolt-On | Conversion Kit,3" To 2" Vent Or Discharge/Flange/Slip/Bolt-On | https://www.zoellerpumps.com/en-us/products/package-systems/basins | EA | 26 |  | 53514015527 | 0.5 | LB | 7 | 5.25 | 6 | 18 Months | NO
17-0074 | Cover,D-36"Dia/3V3D/10'T/Insp & Access | Cover,D-36"Dia/3V3D/10'T/Insp & Access | https://www.zoellerpumps.com/en-us/products/package-systems/basins | EA | 916 |  | 53514016104 | 100 | LB | 1 | 40 | 40 | 18 Months | NO
17-0080 | Cover,S-18"Dia/2V2D/10'T/For Fg & Poly Basin | Cover,S-18"Dia/2V2D/10'T/For Fg & Poly Basin | https://www.zoellerpumps.com/en-us/products/package-systems/basins | EA | 97 |  | 53514025427 | 17 | LB | 1 | 22 | 22 | 18 Months | NO
17-0131 | Cover,S-18"Dia/3V1.5D/For Radon Basin | Cover,S-18"Dia/3V1.5D/For Radon Basin | https://www.zoellerpumps.com/en-us/products/package-systems/basins | EA | 67 |  | 53514038465 | 9 | LB | 1 | 22 | 22 | 18 Months | NO
17-0135 | Cover,S-P 18"Dia(Economy)(For Pedestal Pump) | Cover,S-P 18"Dia(Economy)(For Pedestal Pump) | https://www.zoellerpumps.com/en-us/products/package-systems/basins | EA | 32 |  | 53514040130 | 1 | LB | 1 | 22 | 22 | 18 Months | NO
17-0149 | Cover,Blank-36"Dia. Fg/W-Hardware Pak | Cover,Blank-36"Dia. Fg/W-Hardware Pak | https://www.zoellerpumps.com/en-us/products/package-systems/basins | EA | 328 |  | 53514046071 | 40 | LB | 1 | 40 | 40 | 18 Months | NO
17-0181 | Cover,S-P 18"Dia/0V2D | Cover,S-P 18"Dia/0V2D | https://www.zoellerpumps.com/en-us/products/package-systems/basins | EA | 53 |  | 53514062392 | 5 | LB | 1 | 22 | 22 | 18 Months | NO
17-0190 | Cover,Split-S/18"Dia/2V2D | Cover,Split-S/18"Dia/2V2D | https://www.zoellerpumps.com/en-us/products/package-systems/basins | EA | 63 |  | 53514065225 | 9 | LB | 1 | 22 | 22 | 18 Months | NO
17-0275 | Cover,24"Dia/Septic Tank Riser | Cover,24"Dia/Septic Tank Riser | https://www.zoellerpumps.com/en-us/products/package-systems/basins | EA | 125 |  | 53514092528 | 16 | LB | 1 | 28 | 28 | 18 Months | NO
17-0276 | Cover,S-18"Dia/2V2D/14Ga | Cover,S-18"Dia/2V2D/14Ga | https://www.zoellerpumps.com/en-us/products/package-systems/basins | EA | 55 |  | 53514095611 | 8 | LB | 1 | 22 | 22 | 18 Months | NO
17-0294 | Cover,S-P 18"Dia/0V1.5D | Cover,S-P 18"Dia/0V1.5D | https://www.zoellerpumps.com/en-us/products/package-systems/basins | EA | 45 |  | 53514097738 | 5 | LB | 1 | 22 | 22 | 18 Months | NO
17-0337 | Cover,Blank-24"Dia/Molded Fg/W-Hardware Pak | Cover,Blank-24"Dia/Molded Fg/W-Hardware Pak | https://www.zoellerpumps.com/en-us/products/package-systems/basins | EA | 209 |  | 53514113346 | 15 | LB | 1 | 28 | 28 | 18 Months | NO
17-0342 | Cover,30"Dia/Septic Tank Riser | Cover,30"Dia/Septic Tank Riser | https://www.zoellerpumps.com/en-us/products/package-systems/basins | EA | 268 |  | 53514112684 | 24 | LB | 1 | 34 | 34 | 18 Months | NO
17-0411 | Cover,S-18"Dia/PSF/2&3V-2D/Economy Basin | Cover,S-18"Dia/PSF/2&3V-2D/Economy Basin | https://www.zoellerpumps.com/en-us/products/package-systems/basins | EA | 56 |  | 53514134167 | 8 | LB | 1 | 22 | 22 | 18 Months | NO
17-0418 | Cover,S-18"Dia/2V2D/PSF | Cover,S-18"Dia/2V2D/PSF | https://www.zoellerpumps.com/en-us/products/package-systems/basins | EA | 69 |  | 53514136666 | 8 | LB | 1 | 22 | 22 | 18 Months | NO
17-0419 | Cover,Split S-18"Dia/2V2D/PSF | Cover,Split S-18"Dia/2V2D/PSF | https://www.zoellerpumps.com/en-us/products/package-systems/basins | EA | 73 |  | 53514136932 | 8 | LB | 1 | 22 | 22 | 18 Months | NO
17-0441 | Cover,Blank-18"Dia/PSF | Cover,Blank-18"Dia/PSF | https://www.zoellerpumps.com/en-us/products/package-systems/basins | EA | 44 |  | 53514144678 | 8 | LB | 1 | 22 | 22 | 18 Months | NO
185-0003 | D185 230V/1Ph/cCSAus/UL | D185 230V/1Ph/cCSAus/UL | https://www.zoellerpumps.com/en-us/products/sump-effluent-pumps/commercial/180-190-series | EA | 1322 |  | 53514016173 | 86 | LB | 21.25 | 11.75 | 14.75 | 18 Months | YES
185-0004 | E185 230V/1Ph/cCSAus/UL | E185 230V/1Ph/cCSAus/UL | https://www.zoellerpumps.com/en-us/products/sump-effluent-pumps/commercial/180-190-series | EA | 1215 |  | 53514016180 | 85 | LB | 21.25 | 11.75 | 14.75 | 18 Months | YES
185-0005 | G185 460V/3Ph/cCSAus/UL | G185 460V/3Ph/cCSAus/UL | https://www.zoellerpumps.com/en-us/products/sump-effluent-pumps/commercial/180-190-series | EA | 1330 |  | 53514016197 | 85 | LB | 21.25 | 11.75 | 14.75 | 18 Months | YES
185-0006 | F185 230V/3Ph/cCSAus/UL | F185 230V/3Ph/cCSAus/UL | https://www.zoellerpumps.com/en-us/products/sump-effluent-pumps/commercial/180-190-series | EA | 1330 |  | 53514016203 | 85 | LB | 21.25 | 11.75 | 14.75 | 18 Months | YES
185-0007 | I185 200-208V/1Ph/cCSAus | I185 200-208V/1Ph/cCSAus | https://www.zoellerpumps.com/en-us/products/sump-effluent-pumps/commercial/180-190-series | EA | 1255 |  | 53514016210 | 85 | LB | 21.25 | 11.75 | 14.75 | 18 Months | YES
185-0008 | J185 200-208V/3Ph/cCSAus/UL | J185 200-208V/3Ph/cCSAus/UL | https://www.zoellerpumps.com/en-us/products/sump-effluent-pumps/commercial/180-190-series | EA | 1330 |  | 53514016227 | 85 | LB | 21.25 | 11.75 | 14.75 | 18 Months | YES
185-0010 | I185 35'Cd/200-208V/1Ph/cCSAus | I185 35'Cd/200-208V/1Ph/cCSAus | https://www.zoellerpumps.com/en-us/products/sump-effluent-pumps/commercial/180-190-series | EA | 1365 |  | 53514026752 | 90 | LB | 21.25 | 11.75 | 14.75 | 18 Months | YES
185-0012 | E185 230V/1Ph/Wo Plug/cCSAus | E185 230V/1Ph/Wo Plug/cCSAus | https://www.zoellerpumps.com/en-us/products/sump-effluent-pumps/commercial/180-190-series | EA | 1215 |  | 53514033323 | 85 | LB | 21.25 | 11.75 | 14.75 | 18 Months | YES
185-0013 | H185 200-208V/1Ph/cCSAus | H185 200-208V/1Ph/cCSAus | https://www.zoellerpumps.com/en-us/products/sump-effluent-pumps/commercial/180-190-series | EA | 1362 |  | 53514035273 | 86 | LB | 21.25 | 11.75 | 14.75 | 18 Months | YES
185-0014 | J185 50'Cd/200-208V/3Ph/cCSAus/UL | J185 50'Cd/200-208V/3Ph/cCSAus/UL | https://www.zoellerpumps.com/en-us/products/sump-effluent-pumps/commercial/180-190-series | EA | 1470 |  | 53514038458 | 94 | LB | 21.25 | 11.75 | 14.75 | 18 Months | YES
185-0015 | BE185 230V/1Ph/Pb20'/cCSAus/UL/(185-0004) | BE185 230V/1Ph/Pb20'/cCSAus/UL/(185-0004) | https://www.zoellerpumps.com/en-us/products/sump-effluent-pumps/commercial/180-190-series | EA | 1245 |  | 53514041496 | 87 | LB | 21.25 | 11.75 | 14.75 | 18 Months | YES
185-0017 | D185 50'Cd/230V/1Ph/cCSAus/UL | D185 50'Cd/230V/1Ph/cCSAus/UL | https://www.zoellerpumps.com/en-us/products/sump-effluent-pumps/commercial/180-190-series | EA | 1462 |  | 53514056926 | 95 | LB | 21.25 | 11.75 | 14.75 | 18 Months | YES
185-0018 | D185 35'Cd/230V/1Ph/cCSAus/UL | D185 35'Cd/230V/1Ph/cCSAus/UL | https://www.zoellerpumps.com/en-us/products/sump-effluent-pumps/commercial/180-190-series | EA | 1432 |  | 53514071936 | 91 | LB | 21.25 | 11.75 | 14.75 | 18 Months | YES
185-0023 | E185 25'Cd/230V/1Ph/cCSAus/UL | E185 25'Cd/230V/1Ph/cCSAus/UL | https://www.zoellerpumps.com/en-us/products/sump-effluent-pumps/commercial/180-190-series | EA | 1315 |  | 53514099183 | 88 | LB | 21.25 | 11.75 | 14.75 | 18 Months | YES
185-0024 | IX185 200-208V/1Ph/Ex Pr/FM/CSA | IX185 200-208V/1Ph/Ex Pr/FM/CSA | https://www.zoellerpumps.com/en-us/products/sump-effluent-pumps/commercial/180-190-series | EA | 2431 |  | 53514108021 | 119 | LB | 32 | 12 | 15 | 18 Months | NO
185-0025 | EX185 230V/1Ph/Ex Pr/FM/CSA | EX185 230V/1Ph/Ex Pr/FM/CSA | https://www.zoellerpumps.com/en-us/products/sump-effluent-pumps/commercial/180-190-series | EA | 2391 |  | 53514108038 | 119 | LB | 32 | 12 | 15 | 18 Months | NO
185-0026 | JX185 200-208V/3Ph/Ex Pr/FM/CSA | JX185 200-208V/3Ph/Ex Pr/FM/CSA | https://www.zoellerpumps.com/en-us/products/sump-effluent-pumps/commercial/180-190-series | EA | 2506 |  | 53514108052 | 119 | LB | 32 | 12 | 15 | 18 Months | NO
185-0027 | FX185 230V/3Ph/Ex Pr/FM/CSA | FX185 230V/3Ph/Ex Pr/FM/CSA | https://www.zoellerpumps.com/en-us/products/sump-effluent-pumps/commercial/180-190-series | EA | 2506 |  | 53514108069 | 119 | LB | 32 | 12 | 15 | 18 Months | NO
185-0028 | GX185 460V/3Ph/Ex Pr/FM/CSA | GX185 460V/3Ph/Ex Pr/FM/CSA | https://www.zoellerpumps.com/en-us/products/sump-effluent-pumps/commercial/180-190-series | EA | 2506 |  | 53514108076 | 119 | LB | 32 | 12 | 15 | 18 Months | NO
185-0030 | G185 50'Cd/460V/3Ph/cCSAus/UL | G185 50'Cd/460V/3Ph/cCSAus/UL | https://www.zoellerpumps.com/en-us/products/sump-effluent-pumps/commercial/180-190-series | EA | 1470 |  | 53514120719 | 89 | LB | 21.25 | 11.75 | 14.75 | 18 Months | YES
185-0031 | E185 50'Cd/230V/1Ph/cCSAus/UL | E185 50'Cd/230V/1Ph/cCSAus/UL | https://www.zoellerpumps.com/en-us/products/sump-effluent-pumps/commercial/180-190-series | EA | 1355 |  | 53514136505 | 88 | LB | 21.25 | 11.75 | 14.75 | 18 Months | YES
185-0032 | JX185 35'Cd/200V/3Ph/Ex Pr/FM/CSA | JX185 35'Cd/200V/3Ph/Ex Pr/FM/CSA | https://www.zoellerpumps.com/en-us/products/sump-effluent-pumps/commercial/180-190-series | EA | 2616 |  | 53514137953 | 120 | LB | 32 | 12 | 15 | 18 Months | NO
185-0033 | GX185 35'Cd/460V/3Ph/Ex Pr/FM/CSA | GX185 35'Cd/460V/3Ph/Ex Pr/FM/CSA | https://www.zoellerpumps.com/en-us/products/sump-effluent-pumps/commercial/180-190-series | EA | 2616 |  | 53514138516 | 120 | LB | 32 | 12 | 15 | 18 Months | NO
185-0035 | E185 35'Cd/230V/1Ph/cCSAus/UL | E185 35'Cd/230V/1Ph/cCSAus/UL | https://www.zoellerpumps.com/en-us/products/sump-effluent-pumps/commercial/180-190-series | EA | 1325 |  | 53514162719 | 90 | LB | 21.25 | 11.75 | 14.75 | 18 Months | YES
185-0038 | F185 25'Cd/230V/3Ph/cCSAus/UL | F185 25'Cd/230V/3Ph/cCSAus/UL | https://www.zoellerpumps.com/en-us/products/sump-effluent-pumps/commercial/180-190-series | EA | 1430 |  | 53514176822 | 87 | LB | 21.25 | 11.75 | 14.75 | 18 Months | YES
185-0039 | I185 50'Cd/200-208V/1Ph/cCSAus | I185 50'Cd/200-208V/1Ph/cCSAus | https://www.zoellerpumps.com/en-us/products/sump-effluent-pumps/commercial/180-190-series | EA | 1395 |  | 53514192877 | 88 | LB | 21.25 | 11.75 | 14.75 | 18 Months | YES
185-0040 | DX185 230V/1Ph/Ex Pr/FM/CSA | DX185 230V/1Ph/Ex Pr/FM/CSA | https://www.zoellerpumps.com/en-us/products/sump-effluent-pumps/commercial/180-190-series | EA | 3307 |  | 53514236304 | 124 | LB | 32 | 12 | 15 | 18 Months | NO
185-0042 | IX185 35'Cd/200-208V/1Ph/Ex Pr/FM/CSA | IX185 35'Cd/200-208V/1Ph/Ex Pr/FM/CSA | https://www.zoellerpumps.com/en-us/products/sump-effluent-pumps/commercial/180-190-series | EA | 2541 |  | 53514211332 | 123 | LB | 32 | 12 | 15 | 18 Months | NO
185-0045 | J185 25'Cd/200-208V/3Ph/cCSAus/UL | J185 25'Cd/200-208V/3Ph/cCSAus/UL | https://www.zoellerpumps.com/en-us/products/sump-effluent-pumps/commercial/180-190-series | EA | 1430 |  | 53514257309 | 90 | LB | 21.25 | 11.75 | 14.75 | 18 Months | YES
185-0051 | JX185 50'Cd/200V/3Ph/Ex Pr/FM/CSA | JX185 50'Cd/200V/3Ph/Ex Pr/FM/CSA | https://www.zoellerpumps.com/en-us/products/sump-effluent-pumps/commercial/180-190-series | EA | 2646 |  | 53514350291 | 121 | LB | 32 | 12 | 15 | 18 Months | NO
185-0054 | F185 50'Cd/230V/3Ph/cCSAus/UL | F185 50'Cd/230V/3Ph/cCSAus/UL | https://www.zoellerpumps.com/en-us/products/sump-effluent-pumps/commercial/180-190-series | EA | 1470 |  | 53514369521 | 87 | LB | 21.25 | 11.75 | 14.75 | 18 Months | YES
185-0055 | F185 35'Cd/230V/3Ph/cCSAus/UL | F185 35'Cd/230V/3Ph/cCSAus/UL | https://www.zoellerpumps.com/en-us/products/sump-effluent-pumps/commercial/180-190-series | EA | 1440 |  | 53514372637 | 87 | LB | 21.25 | 11.75 | 14.75 | 18 Months | YES
185-0056 | G185 35'Cd/460V/3Ph/cCSAus/UL | G185 35'Cd/460V/3Ph/cCSAus/UL | https://www.zoellerpumps.com/en-us/products/sump-effluent-pumps/commercial/180-190-series | EA | 1440 |  | 53514407254 | 89 | LB | 21.25 | 11.75 | 14.75 | 18 Months | YES
185-0057 | HX185 50'Cd/200-208V/1Ph/Ex Pr | HX185 50'Cd/200-208V/1Ph/Ex Pr | https://www.zoellerpumps.com/en-us/products/sump-effluent-pumps/commercial/180-190-series | EA | 3487 |  | 53514464103 | 124 | LB | 32 | 12 | 15 | 18 Months | YES
186-0003 | D186 230V/1Ph/cCSAus | D186 230V/1Ph/cCSAus | https://www.zoellerpumps.com/en-us/products/sump-effluent-pumps/commercial/180-190-series | EA | 1493 |  | 53514026547 | 91 | LB | 21.25 | 11.75 | 14.75 | 18 Months | YES
186-0004 | E186 230V/1Ph/CSA | E186 230V/1Ph/CSA | https://www.zoellerpumps.com/en-us/products/sump-effluent-pumps/commercial/180-190-series | EA | 1375 |  | 53514026554 | 90 | LB | 21.25 | 11.75 | 14.75 | 18 Months | YES
186-0005 | F186 230V/3Ph/cCSAus | F186 230V/3Ph/cCSAus | https://www.zoellerpumps.com/en-us/products/sump-effluent-pumps/commercial/180-190-series | EA | 1490 |  | 53514026561 | 90 | LB | 21.25 | 11.75 | 14.75 | 18 Months | YES
186-0006 | G186 460V/3Ph/cCSAus | G186 460V/3Ph/cCSAus | https://www.zoellerpumps.com/en-us/products/sump-effluent-pumps/commercial/180-190-series | EA | 1490 |  | 53514026578 | 90 | LB | 21.25 | 11.75 | 14.75 | 18 Months | YES
186-0007 | H186 200-208V/1Ph/cCSAus | H186 200-208V/1Ph/cCSAus | https://www.zoellerpumps.com/en-us/products/sump-effluent-pumps/commercial/180-190-series | EA | 1533 |  | 53514026585 | 91 | LB | 21.25 | 11.75 | 14.75 | 18 Months | YES
186-0008 | I186 200-208V/1Ph/cCSAus | I186 200-208V/1Ph/cCSAus | https://www.zoellerpumps.com/en-us/products/sump-effluent-pumps/commercial/180-190-series | EA | 1415 |  | 53514026592 | 90 | LB | 21.25 | 11.75 | 14.75 | 18 Months | YES
186-0009 | J186 200-208V/3Ph/cCSAus | J186 200-208V/3Ph/cCSAus | https://www.zoellerpumps.com/en-us/products/sump-effluent-pumps/commercial/180-190-series | EA | 1490 |  | 53514026608 | 90 | LB | 21.25 | 11.75 | 14.75 | 18 Months | YES
186-0010 | BE186 230V/1Ph/Pb20'/CSA/(186-0004) | BE186 230V/1Ph/Pb20'/CSA/(186-0004) | https://www.zoellerpumps.com/en-us/products/sump-effluent-pumps/commercial/180-190-series | EA | 1438 |  | 53514041502 | 92 | LB | 21.25 | 11.75 | 14.75 | 18 Months | YES
186-0011 | D186 50'Cd/230V/1Ph/cCSAus | D186 50'Cd/230V/1Ph/cCSAus | https://www.zoellerpumps.com/en-us/products/sump-effluent-pumps/commercial/180-190-series | EA | 1633 |  | 53514057947 | 100 | LB | 21.25 | 11.75 | 14.75 | 18 Months | YES
186-0013 | IX186 200-208V/1Ph/Ex Pr/FM/CSA | IX186 200-208V/1Ph/Ex Pr/FM/CSA | https://www.zoellerpumps.com/en-us/products/sump-effluent-pumps/commercial/180-190-series | EA | 2620 |  | 53514108090 | 126 | LB | 32 | 12 | 15 | 18 Months | NO
186-0014 | EX186 230V/1Ph/Ex Pr/FM/CSA | EX186 230V/1Ph/Ex Pr/FM/CSA | https://www.zoellerpumps.com/en-us/products/sump-effluent-pumps/commercial/180-190-series | EA | 2580 |  | 53514108106 | 126 | LB | 32 | 12 | 15 | 18 Months | NO
186-0015 | JX186 200-208V/3Ph/Ex Pr/FM/CSA | JX186 200-208V/3Ph/Ex Pr/FM/CSA | https://www.zoellerpumps.com/en-us/products/sump-effluent-pumps/commercial/180-190-series | EA | 2695 |  | 53514108113 | 126 | LB | 32 | 12 | 15 | 18 Months | NO
186-0016 | FX186 230V/3Ph/Ex Pr/FM/CSA | FX186 230V/3Ph/Ex Pr/FM/CSA | https://www.zoellerpumps.com/en-us/products/sump-effluent-pumps/commercial/180-190-series | EA | 2695 |  | 53514108120 | 126 | LB | 32 | 12 | 15 | 18 Months | NO
186-0017 | GX186 460V/3Ph/Ex Pr/FM/CSA | GX186 460V/3Ph/Ex Pr/FM/CSA | https://www.zoellerpumps.com/en-us/products/sump-effluent-pumps/commercial/180-190-series | EA | 2695 |  | 53514108137 | 126 | LB | 32 | 12 | 15 | 18 Months | NO
186-0018 | E186 50'Cd/230V/1Ph/CSA | E186 50'Cd/230V/1Ph/CSA | https://www.zoellerpumps.com/en-us/products/sump-effluent-pumps/commercial/180-190-series | EA | 1515 |  | 53514160692 | 92 | LB | 21.25 | 11.75 | 14.75 | 18 Months | YES
186-0020 | D186 35'Cd/230V/1Ph/cCSAus | D186 35'Cd/230V/1Ph/cCSAus | https://www.zoellerpumps.com/en-us/products/sump-effluent-pumps/commercial/180-190-series | EA | 1603 |  | 53514170721 | 98 | LB | 21.25 | 11.75 | 14.75 | 18 Months | YES
186-0021 | EX186 50'Cd/230V/1Ph/Ex Pr/FM/CSA | EX186 50'Cd/230V/1Ph/Ex Pr/FM/CSA | https://www.zoellerpumps.com/en-us/products/sump-effluent-pumps/commercial/180-190-series | EA | 2720 |  | 53514175511 | 126 | LB | 32 | 12 | 15 | 18 Months | NO
186-0022 | G186 35'Cd/460V/3Ph/cCSAus | G186 35'Cd/460V/3Ph/cCSAus | https://www.zoellerpumps.com/en-us/products/sump-effluent-pumps/commercial/180-190-series | EA | 1600 |  | 53514179069 | 92 | LB | 21.25 | 11.75 | 14.75 | 18 Months | YES
186-0023 | DX186 230V/1Ph/Ex Pr/FM/CSA | DX186 230V/1Ph/Ex Pr/FM/CSA | https://www.zoellerpumps.com/en-us/products/sump-effluent-pumps/commercial/180-190-series | EA | 3492 |  | 53514236366 | 128 | LB | 32 | 12 | 15 | 18 Months | NO
186-0027 | E186 35'Cd/230V/1Ph/CSA | E186 35'Cd/230V/1Ph/CSA | https://www.zoellerpumps.com/en-us/products/sump-effluent-pumps/commercial/180-190-series | EA | 1485 |  | 53514331153 | 91 | LB | 21.25 | 11.75 | 14.75 | 18 Months | YES
186-0028 | G186 25'Cd/460V/3Ph/cCSAus | G186 25'Cd/460V/3Ph/cCSAus | https://www.zoellerpumps.com/en-us/products/sump-effluent-pumps/commercial/180-190-series | EA | 1590 |  | 53514342227 | 91 | LB | 21.25 | 11.75 | 14.75 | 18 Months | YES
186-0030 | GX186 50'Cord/460V/3Ph/Ex Pr/FM/CSA | GX186 50'Cord/460V/3Ph/Ex Pr/FM/CSA | https://www.zoellerpumps.com/en-us/products/sump-effluent-pumps/commercial/180-190-series | EA | 2835 |  | 53514359041 | 126 | LB | 32 | 12 | 15 | 18 Months | NO
186-0031 | J186 50'Cd/200-208V/3Ph/cCSAus | J186 50'Cd/200-208V/3Ph/cCSAus | https://www.zoellerpumps.com/en-us/products/sump-effluent-pumps/commercial/180-190-series | EA | 1630 |  | 53514370206 | 90 | LB | 21.25 | 11.75 | 14.75 | 18 Months | YES
186-0032 | G186 50'Cd/460V/3Ph/cCSAus | G186 50'Cd/460V/3Ph/cCSAus | https://www.zoellerpumps.com/en-us/products/sump-effluent-pumps/commercial/180-190-series | EA | 1630 |  | 53514370220 | 92 | LB | 21.25 | 11.75 | 14.75 | 18 Months | YES
186-0033 | E186 25'Cd/230V/1Ph/CSA | E186 25'Cd/230V/1Ph/CSA | https://www.zoellerpumps.com/en-us/products/sump-effluent-pumps/commercial/180-190-series | EA | 1475 |  | 53514372453 | 91 | LB | 21.25 | 11.75 | 14.75 | 18 Months | YES
186-0034 | I186 50'Cd/200-208V/1Ph/cCSAus | I186 50'Cd/200-208V/1Ph/cCSAus | https://www.zoellerpumps.com/en-us/products/sump-effluent-pumps/commercial/180-190-series | EA | 1555 |  | 53514438616 | 90 | LB | 21.25 | 11.75 | 14.75 | 18 Months | YES
186-0057 | F186 50'Cd/230V/3Ph/cCSAus | F186 50'Cd/230V/3Ph/cCSAus | https://www.zoellerpumps.com/en-us/products/sump-effluent-pumps/commercial/180-190-series | EA | 1630 |  | 53514339265 | 90 | LB | 21.25 | 11.75 | 14.75 | 18 Months | YES
188-0003 | D188 230V/1Ph/cCSAus/UL | D188 230V/1Ph/cCSAus/UL | https://www.zoellerpumps.com/en-us/products/sump-effluent-pumps/commercial/180-190-series | EA | 1492 |  | 53514016241 | 91 | LB | 21.25 | 11.75 | 14.75 | 18 Months | YES
188-0004 | E188 230V/1Ph/CSA | E188 230V/1Ph/CSA | https://www.zoellerpumps.com/en-us/products/sump-effluent-pumps/commercial/180-190-series | EA | 1375 |  | 53514016258 | 90 | LB | 21.25 | 11.75 | 14.75 | 18 Months | YES
188-0005 | F188 230V/3Ph/cCSAus/UL | F188 230V/3Ph/cCSAus/UL | https://www.zoellerpumps.com/en-us/products/sump-effluent-pumps/commercial/180-190-series | EA | 1490 |  | 53514016265 | 90 | LB | 21.25 | 11.75 | 14.75 | 18 Months | YES
188-0006 | G188 460V/3Ph/cCSAus/UL | G188 460V/3Ph/cCSAus/UL | https://www.zoellerpumps.com/en-us/products/sump-effluent-pumps/commercial/180-190-series | EA | 1490 |  | 53514016272 | 90 | LB | 21.25 | 11.75 | 14.75 | 18 Months | YES
188-0007 | I188 200-208V/1Ph/cCSAus | I188 200-208V/1Ph/cCSAus | https://www.zoellerpumps.com/en-us/products/sump-effluent-pumps/commercial/180-190-series | EA | 1415 |  | 53514016289 | 90 | LB | 21.25 | 11.75 | 14.75 | 18 Months | YES
188-0008 | J188 200-208V/3Ph/cCSAus/UL | J188 200-208V/3Ph/cCSAus/UL | https://www.zoellerpumps.com/en-us/products/sump-effluent-pumps/commercial/180-190-series | EA | 1490 |  | 53514016296 | 90 | LB | 21.25 | 11.75 | 14.75 | 18 Months | YES
188-0010 | G188 35'Cd/460V/3Ph/cCSAus/UL | G188 35'Cd/460V/3Ph/cCSAus/UL | https://www.zoellerpumps.com/en-us/products/sump-effluent-pumps/commercial/180-190-series | EA | 1600 |  | 53514016319 | 95 | LB | 21.25 | 11.75 | 14.75 | 18 Months | YES
188-0011 | D188 25'Cd/230V/1Ph/cCSAus/UL | D188 25'Cd/230V/1Ph/cCSAus/UL | https://www.zoellerpumps.com/en-us/products/sump-effluent-pumps/commercial/180-190-series | EA | 1592 |  | 53514026226 | 93 | LB | 21.25 | 11.75 | 14.75 | 18 Months | YES
188-0014 | D188 50'Cd/230V/1Ph/cCSAus/UL | D188 50'Cd/230V/1Ph/cCSAus/UL | https://www.zoellerpumps.com/en-us/products/sump-effluent-pumps/commercial/180-190-series | EA | 1632 |  | 53514030155 | 100 | LB | 21.25 | 11.75 | 14.75 | 18 Months | YES
188-0016 | F188 50'Cd/230V/3Ph/cCSAus/UL | F188 50'Cd/230V/3Ph/cCSAus/UL | https://www.zoellerpumps.com/en-us/products/sump-effluent-pumps/commercial/180-190-series | EA | 1630 |  | 53514031978 | 99 | LB | 21.25 | 11.75 | 14.75 | 18 Months | YES
188-0017 | E188 230V/1Ph/Wo Plug/CSA | E188 230V/1Ph/Wo Plug/CSA | https://www.zoellerpumps.com/en-us/products/sump-effluent-pumps/commercial/180-190-series | EA | 1375 |  | 53514033330 | 90 | LB | 21.25 | 11.75 | 14.75 | 18 Months | YES
188-0018 | BE188 230V/1Ph/Pb20'/cCSAus/(188-0004) | BE188 230V/1Ph/Pb20'/cCSAus/(188-0004) | https://www.zoellerpumps.com/en-us/products/sump-effluent-pumps/commercial/180-190-series | EA | 1435 |  | 53514041519 | 92 | LB | 21.25 | 11.75 | 14.75 | 18 Months | YES
188-0019 | H188 200-208V/1Ph/cCSAus | H188 200-208V/1Ph/cCSAus | https://www.zoellerpumps.com/en-us/products/sump-effluent-pumps/commercial/180-190-series | EA | 1532 |  | 53514043988 | 91 | LB | 21.25 | 11.75 | 14.75 | 18 Months | YES
188-0020 | E188 25'Cd/230V/1Ph/CSA | E188 25'Cd/230V/1Ph/CSA | https://www.zoellerpumps.com/en-us/products/sump-effluent-pumps/commercial/180-190-series | EA | 1475 |  | 53514045678 | 93 | LB | 21.25 | 11.75 | 14.75 | 18 Months | YES
188-0021 | J188 25'Cd/200-208V/3Ph/cCSAus/UL | J188 25'Cd/200-208V/3Ph/cCSAus/UL | https://www.zoellerpumps.com/en-us/products/sump-effluent-pumps/commercial/180-190-series | EA | 1590 |  | 53514052669 | 93 | LB | 21.25 | 11.75 | 14.75 | 18 Months | YES
188-0022 | F188 35'Cd/230V/3Ph/cCSAus/UL | F188 35'Cd/230V/3Ph/cCSAus/UL | https://www.zoellerpumps.com/en-us/products/sump-effluent-pumps/commercial/180-190-series | EA | 1600 |  | 53514062927 | 95 | LB | 21.25 | 11.75 | 14.75 | 18 Months | YES
188-0025 | I188 25'Cd/200-208V/1Ph/cCSAus | I188 25'Cd/200-208V/1Ph/cCSAus | https://www.zoellerpumps.com/en-us/products/sump-effluent-pumps/commercial/180-190-series | EA | 1515 |  | 53514096892 | 91 | LB | 21.25 | 11.75 | 14.75 | 18 Months | YES
188-0026 | E188 35'Cd/230V/1Ph/CSA | E188 35'Cd/230V/1Ph/CSA | https://www.zoellerpumps.com/en-us/products/sump-effluent-pumps/commercial/180-190-series | EA | 1485 |  | 53514048723 | 99 | LB | 21.25 | 11.75 | 14.75 | 18 Months | YES
188-0027 | IX188 200-208V/1Ph/Ex Pr/FM/CSA | IX188 200-208V/1Ph/Ex Pr/FM/CSA | https://www.zoellerpumps.com/en-us/products/sump-effluent-pumps/commercial/180-190-series | EA | 2628 |  | 53514108144 | 126 | LB | 32 | 12 | 15 | 18 Months | NO
188-0028 | EX188 230V/1Ph/Ex Pr/FM/CSA | EX188 230V/1Ph/Ex Pr/FM/CSA | https://www.zoellerpumps.com/en-us/products/sump-effluent-pumps/commercial/180-190-series | EA | 2588 |  | 53514108151 | 126 | LB | 32 | 12 | 15 | 18 Months | NO
188-0029 | JX188 200-208V/3Ph/Ex Pr/FM/CSA | JX188 200-208V/3Ph/Ex Pr/FM/CSA | https://www.zoellerpumps.com/en-us/products/sump-effluent-pumps/commercial/180-190-series | EA | 2703 |  | 53514108168 | 126 | LB | 32 | 12 | 15 | 18 Months | NO
188-0030 | FX188 230V/3Ph/Ex Pr/FM/CSA | FX188 230V/3Ph/Ex Pr/FM/CSA | https://www.zoellerpumps.com/en-us/products/sump-effluent-pumps/commercial/180-190-series | EA | 2703 |  | 53514108175 | 126 | LB | 32 | 12 | 15 | 18 Months | NO
188-0031 | GX188 460V/3Ph/Ex Pr/FM | GX188 460V/3Ph/Ex Pr/FM | https://www.zoellerpumps.com/en-us/products/sump-effluent-pumps/commercial/180-190-series | EA | 2703 |  | 53514108182 | 126 | LB | 32 | 12 | 15 | 18 Months | NO
188-0033 | I188 50'Cd/200-208V/1Ph/cCSAus | I188 50'Cd/200-208V/1Ph/cCSAus | https://www.zoellerpumps.com/en-us/products/sump-effluent-pumps/commercial/180-190-series | EA | 1555 |  | 53514106751 | 95 | LB | 21.25 | 11.75 | 14.75 | 18 Months | YES
188-0034 | H188 35'Cd/200-208V/1Ph/cCSAus | H188 35'Cd/200-208V/1Ph/cCSAus | https://www.zoellerpumps.com/en-us/products/sump-effluent-pumps/commercial/180-190-series | EA | 1642 |  | 53514113513 | 93 | LB | 21.25 | 11.75 | 14.75 | 18 Months | YES
188-0035 | E188 50'Cd/230V/1Ph/CSA | E188 50'Cd/230V/1Ph/CSA | https://www.zoellerpumps.com/en-us/products/sump-effluent-pumps/commercial/180-190-series | EA | 1515 |  | 53514113759 | 100 | LB | 21.25 | 11.75 | 14.75 | 18 Months | YES
188-0036 | D188 35'Cd/230V/1Ph/UL/cCSAus | D188 35'Cd/230V/1Ph/UL/cCSAus | https://www.zoellerpumps.com/en-us/products/sump-effluent-pumps/commercial/180-190-series | EA | 1602 |  | 53514120122 | 95 | LB | 21.25 | 11.75 | 14.75 | 18 Months | YES
188-0038 | G188 50'Cd/460V/3Ph/cCSAus/UL | G188 50'Cd/460V/3Ph/cCSAus/UL | https://www.zoellerpumps.com/en-us/products/sump-effluent-pumps/commercial/180-190-series | EA | 1630 |  | 53514128616 | 95 | LB | 21.25 | 11.75 | 14.75 | 18 Months | YES
188-0039 | JX188 35'Cd/200V/3Ph/Ex Pr/FM/CSA | JX188 35'Cd/200V/3Ph/Ex Pr/FM/CSA | https://www.zoellerpumps.com/en-us/products/sump-effluent-pumps/commercial/180-190-series | EA | 2813 |  | 53514137946 | 127 | LB | 32 | 12 | 15 | 18 Months | NO
188-0040 | GX188 35'Cd/460V/3Ph/Ex Pr/FM | GX188 35'Cd/460V/3Ph/Ex Pr/FM | https://www.zoellerpumps.com/en-us/products/sump-effluent-pumps/commercial/180-190-series | EA | 2813 |  | 53514138509 | 127 | LB | 32 | 12 | 15 | 18 Months | NO
188-0041 | J188 50'Cd/200-208V/3Ph/cCSAus | J188 50'Cd/200-208V/3Ph/cCSAus | https://www.zoellerpumps.com/en-us/products/sump-effluent-pumps/commercial/180-190-series | EA | 1589 |  | 53514142094 | 94 | LB | 21.25 | 11.75 | 14.75 | 18 Months | NO
188-0042 | EX188 25'Cd/230V/1Ph/Ex Pr/FM/CSA | EX188 25'Cd/230V/1Ph/Ex Pr/FM/CSA | https://www.zoellerpumps.com/en-us/products/sump-effluent-pumps/commercial/180-190-series | EA | 2688 |  | 53514164508 | 128 | LB | 32 | 12 | 15 | 18 Months | NO
188-0046 | I188 35'Cd/200-208V/1Ph/cCSAus | I188 35'Cd/200-208V/1Ph/cCSAus | https://www.zoellerpumps.com/en-us/products/sump-effluent-pumps/commercial/180-190-series | EA | 1525 |  | 53514193935 | 91 | LB | 24.75 | 12 | 15 | 18 Months | NO
188-0048 | JX188 50'Cd/200V/3Ph/Ex Pr/FM/CSA | JX188 50'Cd/200V/3Ph/Ex Pr/FM/CSA | https://www.zoellerpumps.com/en-us/products/sump-effluent-pumps/commercial/180-190-series | EA | 2728 |  | 53514206352 | 132 | LB | 32 | 12 | 15 | 18 Months | NO
188-0049 | DX188 230V/1Ph/Ex Pr/FM/CSA | DX188 230V/1Ph/Ex Pr/FM/CSA | https://www.zoellerpumps.com/en-us/products/sump-effluent-pumps/commercial/180-190-series | EA | 3532 |  | 53514236403 | 128 | LB | 32 | 12 | 15 | 18 Months | NO
188-0050 | HX188 200-208V/1Ph/Ex Pr/FM/CSA | HX188 200-208V/1Ph/Ex Pr/FM/CSA | https://www.zoellerpumps.com/en-us/products/sump-effluent-pumps/commercial/180-190-series | EA | 3572 |  | 53514236427 | 128 | LB | 32 | 12 | 15 | 18 Months | NO
188-0051 | G188 50'Cd/460V/3Ph/cCSAus/UL | G188 50'Cd/460V/3Ph/cCSAus/UL | https://www.zoellerpumps.com/en-us/products/sump-effluent-pumps/commercial/180-190-series | EA | 1645 |  | 53514211882 | 93 | LB | 21.25 | 11.75 | 14.75 | 18 Months | NO
188-0052 | GX188 50'Cd/460V/3Ph/Ex Pr/FM/CSA | GX188 50'Cd/460V/3Ph/Ex Pr/FM/CSA | https://www.zoellerpumps.com/en-us/products/sump-effluent-pumps/commercial/180-190-series | EA | 2843 |  | 53514227722 | 127 | LB | 32 | 12 | 15 | 18 Months | NO
188-0054 | J188 35'Cd/200-208V/3Ph/cCSAus/UL | J188 35'Cd/200-208V/3Ph/cCSAus/UL | https://www.zoellerpumps.com/en-us/products/sump-effluent-pumps/commercial/180-190-series | EA | 1600 |  | 53514326272 | 93 | LB | 21.25 | 11.75 | 14.75 | 18 Months | NO
188-0058 | EX188 50'Cd/230V/1Ph/Ex Pr/FM/CSA | EX188 50'Cd/230V/1Ph/Ex Pr/FM/CSA | https://www.zoellerpumps.com/en-us/products/sump-effluent-pumps/commercial/180-190-series | EA | 2728 |  | 53514339364 | 128 | LB | 32 | 12 | 15 | 18 Months | NO
188-0060 | EX188 35'Cd/230V/1Ph/Ex Pr/FM/CSA | EX188 35'Cd/230V/1Ph/Ex Pr/FM/CSA | https://www.zoellerpumps.com/en-us/products/sump-effluent-pumps/commercial/180-190-series | EA | 2698 |  | 53514367800 | 128 | LB | 32 | 12 | 15 | 18 Months | NO
188-0061 | IX188 50'Cd/200-208V/1Ph/Ex Pr/FM/CSA | IX188 50'Cd/200-208V/1Ph/Ex Pr/FM/CSA | https://www.zoellerpumps.com/en-us/products/sump-effluent-pumps/commercial/180-190-series | EA | 2768 |  | 53514375102 | 126 | LB | 32 | 12 | 15 | 18 Months | NO
188-0062 | F188 25'Cd/230V/3Ph/cCSAus/UL | F188 25'Cd/230V/3Ph/cCSAus/UL | https://www.zoellerpumps.com/en-us/products/sump-effluent-pumps/commercial/180-190-series | EA | 1590 |  | 53514401634 | 95 | LB | 21.25 | 11.75 | 14.75 | 18 Months | NO
188-0064 | IX188 25'Cd/200-208V/1Ph/Ex Pr | IX188 25'Cd/200-208V/1Ph/Ex Pr | https://www.zoellerpumps.com/en-us/products/sump-effluent-pumps/commercial/180-190-series | EA | 2728 |  | 53514468545 | 126 | LB | 32 | 12 | 15 | 18 Months | NO
189-0003 | D189 230V/1Ph/CSA | D189 230V/1Ph/CSA | https://www.zoellerpumps.com/en-us/products/sump-effluent-pumps/commercial/180-190-series | EA | 1556 |  | 53514016326 | 91 | LB | 21.25 | 11.75 | 14.75 | 18 Months | YES
189-0004 | E189 230V/1Ph/CSA | E189 230V/1Ph/CSA | https://www.zoellerpumps.com/en-us/products/sump-effluent-pumps/commercial/180-190-series | EA | 1454 |  | 53514016333 | 90 | LB | 21.25 | 11.75 | 14.75 | 18 Months | YES
189-0006 | E189 50'Cd/230V/1Ph/CSA | E189 50'Cd/230V/1Ph/CSA | https://www.zoellerpumps.com/en-us/products/sump-effluent-pumps/commercial/180-190-series | EA | 1594 |  | 53514016357 | 99 | LB | 21.25 | 11.75 | 14.75 | 18 Months | YES
189-0007 | D189 50'Cd/230V/1Ph/CSA | D189 50'Cd/230V/1Ph/CSA | https://www.zoellerpumps.com/en-us/products/sump-effluent-pumps/commercial/180-190-series | EA | 1696 |  | 53514016364 | 100 | LB | 21.25 | 11.75 | 14.75 | 18 Months | YES
189-0008 | F189 230V/3Ph/cCSAus/UL | F189 230V/3Ph/cCSAus/UL | https://www.zoellerpumps.com/en-us/products/sump-effluent-pumps/commercial/180-190-series | EA | 1569 |  | 53514016371 | 90 | LB | 21.25 | 11.75 | 14.75 | 18 Months | YES
189-0009 | G189 460V/3Ph/cCSAus/UL | G189 460V/3Ph/cCSAus/UL | https://www.zoellerpumps.com/en-us/products/sump-effluent-pumps/commercial/180-190-series | EA | 1569 |  | 53514016388 | 90 | LB | 21.25 | 11.75 | 14.75 | 18 Months | YES
189-0010 | J189 200-208V/3Ph/cCSAus/UL | J189 200-208V/3Ph/cCSAus/UL | https://www.zoellerpumps.com/en-us/products/sump-effluent-pumps/commercial/180-190-series | EA | 1569 |  | 53514016395 | 90 | LB | 21.25 | 11.75 | 14.75 | 18 Months | YES
189-0011 | H189 200-208V/1Ph/cCSAus | H189 200-208V/1Ph/cCSAus | https://www.zoellerpumps.com/en-us/products/sump-effluent-pumps/commercial/180-190-series | EA | 1596 |  | 53514016401 | 91 | LB | 21.25 | 11.75 | 14.75 | 18 Months | YES
189-0012 | I189 200-208V/1Ph/cCSAus | I189 200-208V/1Ph/cCSAus | https://www.zoellerpumps.com/en-us/products/sump-effluent-pumps/commercial/180-190-series | EA | 1494 |  | 53514016418 | 90 | LB | 21.25 | 11.75 | 14.75 | 18 Months | YES
189-0015 | E189 35'Cd/230V/1Ph/CSA | E189 35'Cd/230V/1Ph/CSA | https://www.zoellerpumps.com/en-us/products/sump-effluent-pumps/commercial/180-190-series | EA | 1564 |  | 53514016449 | 95 | LB | 21.25 | 11.75 | 14.75 | 18 Months | YES
189-0016 | E189 25'Cd/230V/1Ph/CSA | E189 25'Cd/230V/1Ph/CSA | https://www.zoellerpumps.com/en-us/products/sump-effluent-pumps/commercial/180-190-series | EA | 1554 |  | 53514026530 | 92 | LB | 21.25 | 11.75 | 14.75 | 18 Months | YES
189-0018 | E189 230V/1Ph/Wo Plug/CSA | E189 230V/1Ph/Wo Plug/CSA | https://www.zoellerpumps.com/en-us/products/sump-effluent-pumps/commercial/180-190-series | EA | 1454 |  | 53514033347 | 90 | LB | 21.25 | 11.75 | 14.75 | 18 Months | YES
189-0024 | G189 50'Cd/460V/3Ph/cCSAus/UL | G189 50'Cd/460V/3Ph/cCSAus/UL | https://www.zoellerpumps.com/en-us/products/sump-effluent-pumps/commercial/180-190-series | EA | 1709 |  | 53514082079 | 99 | LB | 21.25 | 11.75 | 14.75 | 18 Months | YES
189-0025 | J189 35'Cd/200-208V/3Ph/cCSAus/UL | J189 35'Cd/200-208V/3Ph/cCSAus/UL | https://www.zoellerpumps.com/en-us/products/sump-effluent-pumps/commercial/180-190-series | EA | 1604 |  | 53514086237 | 95 | LB | 21.25 | 11.75 | 14.75 | 18 Months | YES
189-0026 | H189 35'Cd/200-208V/1Ph/cCSAus | H189 35'Cd/200-208V/1Ph/cCSAus | https://www.zoellerpumps.com/en-us/products/sump-effluent-pumps/commercial/180-190-series | EA | 1706 |  | 53514088200 | 95 | LB | 21.25 | 11.75 | 14.75 | 18 Months | YES
189-0027 | WD189 230V/1Ph | WD189 230V/1Ph | https://www.zoellerpumps.com/en-us/products/sump-effluent-pumps/commercial/180-190-series | EA | 1600 |  | 53514090319 | 93 | LB | 21.25 | 11.75 | 14.75 | 18 Months | YES
189-0030 | IX189 200-208V/1Ph/Ex Pr/FM/CSA | IX189 200-208V/1Ph/Ex Pr/FM/CSA | https://www.zoellerpumps.com/en-us/products/sump-effluent-pumps/commercial/180-190-series | EA | 2711 |  | 53514108205 | 126 | LB | 32 | 12 | 15 | 18 Months | NO
189-0031 | EX189 230V/1Ph/Ex Pr/FM/CSA | EX189 230V/1Ph/Ex Pr/FM/CSA | https://www.zoellerpumps.com/en-us/products/sump-effluent-pumps/commercial/180-190-series | EA | 2671 |  | 53514108212 | 126 | LB | 32 | 12 | 15 | 18 Months | NO
189-0032 | JX189 200-208V/3Ph/Ex Pr/FM/CSA | JX189 200-208V/3Ph/Ex Pr/FM/CSA | https://www.zoellerpumps.com/en-us/products/sump-effluent-pumps/commercial/180-190-series | EA | 2786 |  | 53514108229 | 126 | LB | 32 | 12 | 15 | 18 Months | NO
189-0033 | FX189 230V/3Ph/Ex Pr/FM/CSA | FX189 230V/3Ph/Ex Pr/FM/CSA | https://www.zoellerpumps.com/en-us/products/sump-effluent-pumps/commercial/180-190-series | EA | 2786 |  | 53514108236 | 126 | LB | 32 | 12 | 15 | 18 Months | NO
189-0034 | GX189 460V/3Ph/Ex Pr/FM/CSA | GX189 460V/3Ph/Ex Pr/FM/CSA | https://www.zoellerpumps.com/en-us/products/sump-effluent-pumps/commercial/180-190-series | EA | 2786 |  | 53514108243 | 126 | LB | 32 | 12 | 15 | 18 Months | NO
189-0040 | D189 25'Cd/230V/1Ph/CSA | D189 25'Cd/230V/1Ph/CSA | https://www.zoellerpumps.com/en-us/products/sump-effluent-pumps/commercial/180-190-series | EA | 1656 |  | 53514125288 | 100 | LB | 21.25 | 11.75 | 14.75 | 18 Months | YES
189-0041 | GX189 50'Cd/460V/3Ph/Ex Pr/FM/CSA | GX189 50'Cd/460V/3Ph/Ex Pr/FM/CSA | https://www.zoellerpumps.com/en-us/products/sump-effluent-pumps/commercial/180-190-series | EA | 2941 |  | 53514137731 | 129 | LB | 32 | 12 | 15 | 18 Months | NO
189-0042 | WD189 50'Cd/230V/1Ph | WD189 50'Cd/230V/1Ph | https://www.zoellerpumps.com/en-us/products/sump-effluent-pumps/commercial/180-190-series | EA | 1740 |  | 53514151836 | 98 | LB | 21.25 | 11.75 | 14.75 | 18 Months | YES
189-0044 | G189 35'Cd/460V/3Ph/cCSAus/UL | G189 35'Cd/460V/3Ph/cCSAus/UL | https://www.zoellerpumps.com/en-us/products/sump-effluent-pumps/commercial/180-190-series | EA | 1679 |  | 53514173654 | 97 | LB | 21.25 | 11.75 | 14.75 | 18 Months | YES
189-0045 | I189 50'Cd/200-208V/1Ph/cCSAus | I189 50'Cd/200-208V/1Ph/cCSAus | https://www.zoellerpumps.com/en-us/products/sump-effluent-pumps/commercial/180-190-series | EA | 1634 |  | 53514192969 | 95 | LB | 21.25 | 11.75 | 14.75 | 18 Months | YES
189-0047 | DX189 230V/1Ph/Ex Pr/FM/CSA | DX189 230V/1Ph/Ex Pr/FM/CSA | https://www.zoellerpumps.com/en-us/products/sump-effluent-pumps/commercial/180-190-series | EA | 3562 |  | 53514236441 | 128 | LB | 32 | 12 | 15 | 18 Months | NO
189-0048 | HX189 200-208V/1Ph/Ex Pr/FM/CSA | HX189 200-208V/1Ph/Ex Pr/FM/CSA | https://www.zoellerpumps.com/en-us/products/sump-effluent-pumps/commercial/180-190-series | EA | 3602 |  | 53514236465 | 128 | LB | 32 | 12 | 15 | 18 Months | NO
189-0049 | D189 35'Cd/230V/1Ph/CSA | D189 35'Cd/230V/1Ph/CSA | https://www.zoellerpumps.com/en-us/products/sump-effluent-pumps/commercial/180-190-series | EA | 1666 |  | 53514260569 | 100 | LB | 21.25 | 11.75 | 14.75 | 18 Months | YES
189-0051 | G189 25'Cd/460V/3Ph/cCSAus/UL | G189 25'Cd/460V/3Ph/cCSAus/UL | https://www.zoellerpumps.com/en-us/products/sump-effluent-pumps/commercial/180-190-series | EA | 1669 |  | 53514299644 | 96 | LB | 21.25 | 11.75 | 14.75 | 18 Months | YES
189-0056 | J189 50'Cd/200-208V/3Ph/cCSAus/UL | J189 50'Cd/200-208V/3Ph/cCSAus/UL | https://www.zoellerpumps.com/en-us/products/sump-effluent-pumps/commercial/180-190-series | EA | 1709 |  | 53514343675 | 96 | LB | 21.25 | 11.75 | 14.75 | 18 Months | YES
189-0057 | F189 35'Cd/230V/3Ph/cCSAus/UL | F189 35'Cd/230V/3Ph/cCSAus/UL | https://www.zoellerpumps.com/en-us/products/sump-effluent-pumps/commercial/180-190-series | EA | 1679 |  | 53514343712 | 91 | LB | 21.25 | 11.75 | 14.75 | 18 Months | YES
189-0058 | GX189 35'Cd/460V/3Ph/Ex Pr/FM/CSA | GX189 35'Cd/460V/3Ph/Ex Pr/FM/CSA | https://www.zoellerpumps.com/en-us/products/sump-effluent-pumps/commercial/180-190-series | EA | 2896 |  | 53514367831 | 126 | LB | 32 | 12 | 15 | 18 Months | NO
189-0059 | DX189 35'Cd/230V/1Ph/Ex Pr/FM/CSA | DX189 35'Cd/230V/1Ph/Ex Pr/FM/CSA | https://www.zoellerpumps.com/en-us/products/sump-effluent-pumps/commercial/180-190-series | EA | 3672 |  | 53514367855 | 128 | LB | 32 | 12 | 15 | 18 Months | NO
189-0061 | IX189 50'Cd/200-208V/1Ph/Ex Pr/FM/CSA | IX189 50'Cd/200-208V/1Ph/Ex Pr/FM/CSA | https://www.zoellerpumps.com/en-us/products/sump-effluent-pumps/commercial/180-190-series | EA | 2851 |  | 53514387389 | 126 | LB | 32 | 12 | 15 | 18 Months | NO
189-0063 | F189 50'Cd/230V/3Ph/cCSAus/UL | F189 50'Cd/230V/3Ph/cCSAus/UL | https://www.zoellerpumps.com/en-us/products/sump-effluent-pumps/commercial/180-190-series | EA | 1709 |  | 53514438623 | 90 | LB | 21.25 | 11.75 | 14.75 | 18 Months | YES
189-0064 | GX189 25'Cd/460V/3Ph/Ex Pr | GX189 25'Cd/460V/3Ph/Ex Pr | https://www.zoellerpumps.com/en-us/products/sump-effluent-pumps/commercial/180-190-series | EA | 2886 |  | 53514439644 | 126 | LB | 32 | 12 | 15 | 18 Months | NO
191-0004 | E191 230V/1Ph/cCSAus | E191 230V/1Ph/cCSAus | https://www.zoellerpumps.com/en-us/products/sump-effluent-pumps/commercial/180-190-series | EA | 1495 |  | 53514058548 | 87 | LB | 21.25 | 11.75 | 14.75 | 18 Months | YES
191-0006 | E191 25'Cd/230V/1Ph/cCSAus | E191 25'Cd/230V/1Ph/cCSAus | https://www.zoellerpumps.com/en-us/products/sump-effluent-pumps/commercial/180-190-series | EA | 1595 |  | 53514099404 | 88 | LB | 21.25 | 11.75 | 14.75 | 18 Months | YES
191-0007 | EX191 230V/1Ph/Ex Pr/FM/CSA | EX191 230V/1Ph/Ex Pr/FM/CSA | https://www.zoellerpumps.com/en-us/products/sump-effluent-pumps/commercial/180-190-series | EA | 2645 |  | 53514108267 | 129 | LB | 32 | 12 | 15 | 18 Months | NO
191-0008 | E191 50'Cd/230V/1Ph/cCSAus | E191 50'Cd/230V/1Ph/cCSAus | https://www.zoellerpumps.com/en-us/products/sump-effluent-pumps/commercial/180-190-series | EA | 1635 |  | 53514135164 | 89 | LB | 21.25 | 11.75 | 14.75 | 18 Months | YES
191-0010 | DX191 230V/1Ph/Ex Pr/FM/CSA | DX191 230V/1Ph/Ex Pr/FM/CSA | https://www.zoellerpumps.com/en-us/products/sump-effluent-pumps/commercial/180-190-series | EA | 3737 |  | 53514236489 | 128 | LB | 32 | 12 | 15 | 18 Months | NO
191-0011 | E191 35'Cd/230V/1Ph/cCSAus | E191 35'Cd/230V/1Ph/cCSAus | https://www.zoellerpumps.com/en-us/products/sump-effluent-pumps/commercial/180-190-series | EA | 1605 |  | 53514259112 | 89 | LB | 21.25 | 11.75 | 14.75 | 18 Months | YES
191-0012 | DX191 50'Cd/230V/1Ph/Ex Pr/FM/CSA | DX191 50'Cd/230V/1Ph/Ex Pr/FM/CSA | https://www.zoellerpumps.com/en-us/products/sump-effluent-pumps/commercial/180-190-series | EA | 3877 |  | 53514267315 | 130 | LB | 32 | 12 | 15 | 18 Months | NO
191-0013 | EX191 50'Cd/230V/1Ph/Ex Pr/FM/CSA | EX191 50'Cd/230V/1Ph/Ex Pr/FM/CSA | https://www.zoellerpumps.com/en-us/products/sump-effluent-pumps/commercial/180-190-series | EA | 2785 |  | 53514331757 | 131 | LB | 32 | 12 | 15 | 18 Months | NO
191-0014 | EX191 35'Cd/230V/1Ph/Ex Pr/FM/CSA | EX191 35'Cd/230V/1Ph/Ex Pr/FM/CSA | https://www.zoellerpumps.com/en-us/products/sump-effluent-pumps/commercial/180-190-series | EA | 2755 |  | 53514364670 | 131 | LB | 32 | 12 | 15 | 18 Months | NO
202-1000 | Qwik Jon Ultima/Grinder Pump & Tank/cUPC | Qwik Jon Ultima/Grinder Pump & Tank/cUPC | https://www.zoellerpumps.com/en-us/products/toilet-grinder/qwik-jon-ultima | EA | 999 |  | 53514195038 | 34 | LB | 15.5 | 11.5 | 20.5 | 18 Months | NO
202-1001 | Qwik Jon Ultima/Grinder Pump & Tank/WU202 Cd w/o Plug/cUPC | Qwik Jon Ultima/Grinder Pump & Tank/WU202 Cd w/o Plug/cUPC | https://www.zoellerpumps.com/en-us/products/toilet-grinder/qwik-jon-ultima | EA | 932 |  | 53514289218 | 34 | LB | 15.5 | 11.5 | 20.5 | 18 Months | NO
202-2000 | Bowl,Toilet/Back Outlet/Elongated/"202"/cUPC (1.28/1.6GPF) | Bowl,Toilet/Back Outlet/Elongated/"202"/cUPC (1.28/1.6GPF) | https://www.zoellerpumps.com/en-us/products/toilet-grinder/qwik-jon-ultima | EA | 262 |  | 53514195045 | 47 | LB | 17.5 | 28 | 28 | 18 Months | YES
202-3002 | Tank & Cover,Toilet Asm/LH/"202"/cUPC/Premium | Tank & Cover,Toilet Asm/LH/"202"/cUPC/Premium | https://www.zoellerpumps.com/en-us/products/toilet-grinder/qwik-jon-ultima | EA | 174 |  | 53514337803 | 40 | LB | 15.5 | 12 | 20.5 | 18 Months | YES
202-3003 | Tank & Cover,Toilet Asm/RH/"202"/cUPC/Premium | Tank & Cover,Toilet Asm/RH/"202"/cUPC/Premium | https://www.zoellerpumps.com/en-us/products/toilet-grinder/qwik-jon-ultima | EA | 174 |  | 53514337810 | 40 | LB | 15.5 | 12 | 20.5 | 18 Months | NO
203-0005 | Qwik Jon Ultima Sys W-O Std Rear Flush Toilet | Qwik Jon Ultima Sys W-O Std Rear Flush Toilet | https://www.zoellerpumps.com/en-us/products/toilet-grinder/qwik-jon-ultima | EA | 999 |  | 53514183042 | 37 | LB | 15.5 | 11.5 | 20.5 | 18 Months | NO
203-1001 | Qwik Jon Ultima/"203"/Grinder Pump & Tank/WU202/Cd w/o Plug | Qwik Jon Ultima/"203"/Grinder Pump & Tank/WU202/Cd w/o Plug | https://www.zoellerpumps.com/en-us/products/toilet-grinder/qwik-jon-ultima | EA | 999 |  | 53514322694 | 37 | LB | 15.5 | 11.5 | 20.5 | 18 Months | NO
204-1000 | Qwik Jon Ultima/"204"/Lavatory & Shower Unit | Qwik Jon Ultima/"204"/Lavatory & Shower Unit | https://www.zoellerpumps.com/en-us/products/toilet-grinder/qwik-jon-ultima-204 | EA | 999 |  | 53514203917 | 33 | LB | 15.5 | 11.5 | 20.5 | 18 Months | NO
204-1001 | Qwik Jon Ultima/"204"/Grinder Pump & Tank/WU202/Cd w/o Plug | Qwik Jon Ultima/"204"/Grinder Pump & Tank/WU202/Cd w/o Plug | https://www.zoellerpumps.com/en-us/products/toilet-grinder/qwik-jon-ultima-204 | EA | 932 |  | 53514322731 | 37 | LB | 15.5 | 11.5 | 20.5 | 18 Months | NO
2057-0005 | BN2057 115V/1Ph/Intermittent HT | BN2057 115V/1Ph/Intermittent HT | https://www.zoellerpumps.com/en-us/products/high-temperature/intermittent | EA | 642 |  | 53514124960 | 27.5 | LB | 10.25 | 7.75 | 10.5 | 18 Months | NO
2057-0006 | BE2057 230V/1Ph/Intermittent HT | BE2057 230V/1Ph/Intermittent HT | https://www.zoellerpumps.com/en-us/products/high-temperature/intermittent | EA | 724 |  | 53514124984 | 27.5 | LB | 10.25 | 7.75 | 10.5 | 18 Months | NO
2098-0005 | BN2098 115V/1Ph/Intermittent/HT | BN2098 115V/1Ph/Intermittent/HT | https://www.zoellerpumps.com/en-us/products/high-temperature/intermittent | EA | 719 |  | 53514125035 | 39 | LB | 12.25 | 7.75 | 11 | 18 Months | NO
2098-0006 | BE2098 230V/1Ph/Intermittent/HT | BE2098 230V/1Ph/Intermittent/HT | https://www.zoellerpumps.com/en-us/products/high-temperature/intermittent | EA | 731 |  | 53514125042 | 39 | LB | 12.25 | 7.75 | 11 | 18 Months | NO
211-0001 | M211 115V/1Ph/cCSAus | M211 115V/1Ph/cCSAus | https://www.zoellerpumps.com/en-us/products/sewage-pumps/residential/model-211 | EA | 356 |  | 53514123055 | 12.2 | LB | 16.5 | 7.75 | 9.5 | 18 Months | YES
211-0002 | N211 115V/1Ph/cCSAus | N211 115V/1Ph/cCSAus | https://www.zoellerpumps.com/en-us/products/sewage-pumps/residential/model-211 | EA | 326 |  | 53514123062 | 12.2 | LB | 16.5 | 7.75 | 9.5 | 18 Months | YES
211-0005 | BN211 15'Cd/115V/1Ph/Pb Float Switch/cCSAus | BN211 15'Cd/115V/1Ph/Pb Float Switch/cCSAus | https://www.zoellerpumps.com/en-us/products/sewage-pumps/residential/model-211 | EA | 359 |  | 53514151447 | 15 | LB | 16.5 | 7.75 | 9.5 | 18 Months | YES
212-0001 | M212 115V/1Ph/60Hz/.5Hp/cCSAus | M212 115V/1Ph/60Hz/.5Hp/cCSAus | https://www.zoellerpumps.com/en-us/products/sewage-pumps/residential/model-211 | EA | 340 |  | 53514369323 | 17.6 | LB | 17 | 11.25 | 8 | 24 Months | YES
212-0002 | N212 15'Cd/115V/1Ph/60Hz/.5Hp/cCSAus | N212 15'Cd/115V/1Ph/60Hz/.5Hp/cCSAus | https://www.zoellerpumps.com/en-us/products/sewage-pumps/residential/model-211 | EA | 310 |  | 53514411527 | 17.6 | LB | 17 | 11.25 | 8 | 24 Months | YES
2137-0005 | BN2137 115V/1Ph/Intermittent HT | BN2137 115V/1Ph/Intermittent HT | https://www.zoellerpumps.com/en-us/products/high-temperature/intermittent | EA | 838 |  | 53514125103 | 46 | LB | 13.75 | 11 | 11 | 18 Months | NO
2137-0006 | BE2137 230V/1Ph/Intermittent HT | BE2137 230V/1Ph/Intermittent HT | https://www.zoellerpumps.com/en-us/products/high-temperature/intermittent | EA | 936 |  | 53514125110 | 46 | LB | 13.75 | 11 | 11 | 18 Months | NO
2282-0005 | BN2282 2F/115V/1Ph/Intermittent HT | BN2282 2F/115V/1Ph/Intermittent HT | https://www.zoellerpumps.com/en-us/products/high-temperature/intermittent | EA | 1434 |  | 53514125196 | 84 | LB | 21.25 | 11.75 | 14.75 | 18 Months | NO
2282-0006 | BE2282 2F/230V/1Ph/Intermittent HT | BE2282 2F/230V/1Ph/Intermittent HT | https://www.zoellerpumps.com/en-us/products/high-temperature/intermittent | EA | 1427 |  | 53514125233 | 84 | LB | 21.25 | 11.75 | 14.75 | 18 Months | NO
2382-0005 | BN2282 3F/115V/1Ph/Intermittent HT | BN2282 3F/115V/1Ph/Intermittent HT | https://www.zoellerpumps.com/en-us/products/high-temperature/intermittent | EA | 1454 |  | 53514125219 | 83 | LB | 21.25 | 11.75 | 14.75 | 18 Months | NO
2382-0006 | BE2282 3F/230V/1Ph/Intermittent HT | BE2282 3F/230V/1Ph/Intermittent HT | https://www.zoellerpumps.com/en-us/products/high-temperature/intermittent | EA | 1447 |  | 53514125240 | 83 | LB | 21.25 | 11.75 | 14.75 | 18 Months | NO
261-0001 | M161 2F/115V/1Ph/cCSAus/UL/(161-0001) | M161 2F/115V/1Ph/cCSAus/UL/(161-0001) | https://www.zoellerpumps.com/en-us/products/sump-effluent-pumps/commercial/160-series | EA | 1214 |  | 53514017316 | 86 | LB | 21.25 | 11.75 | 14.75 | 18 Months | YES
261-0002 | N161 2F/115V/1Ph/CSA/(161-0002) | N161 2F/115V/1Ph/CSA/(161-0002) | https://www.zoellerpumps.com/en-us/products/sump-effluent-pumps/commercial/160-series | EA | 1101 |  | 53514017323 | 85 | LB | 21.25 | 11.75 | 14.75 | 18 Months | YES
261-0003 | D161 2F/230V/1Ph/cCSAus/UL/(161-0003) | D161 2F/230V/1Ph/cCSAus/UL/(161-0003) | https://www.zoellerpumps.com/en-us/products/sump-effluent-pumps/commercial/160-series | EA | 1272 |  | 53514017330 | 86 | LB | 21.25 | 11.75 | 14.75 | 18 Months | YES
261-0004 | E161 2F/230V/1Ph/cCSAus/UL/(161-0004) | E161 2F/230V/1Ph/cCSAus/UL/(161-0004) | https://www.zoellerpumps.com/en-us/products/sump-effluent-pumps/commercial/160-series | EA | 1161 |  | 53514017347 | 85 | LB | 21.25 | 11.75 | 14.75 | 18 Months | YES
261-0005 | M161 2F/50'Cd/115V/1Ph/cCSAus/UL/(161-0009) | M161 2F/50'Cd/115V/1Ph/cCSAus/UL/(161-0009) | https://www.zoellerpumps.com/en-us/products/sump-effluent-pumps/commercial/160-series | EA | 1354 |  | 53514017354 | 95 | LB | 21.25 | 11.75 | 14.75 | 18 Months | YES
261-0006 | H161 2F/200-208V/1Ph/cCSAus/(161-0010) | H161 2F/200-208V/1Ph/cCSAus/(161-0010) | https://www.zoellerpumps.com/en-us/products/sump-effluent-pumps/commercial/160-series | EA | 1312 |  | 53514017361 | 86 | LB | 21.25 | 11.75 | 14.75 | 18 Months | YES
261-0007 | N161 2F/35'Cd/115V/1Ph/CSA/(161-0016) | N161 2F/35'Cd/115V/1Ph/CSA/(161-0016) | https://www.zoellerpumps.com/en-us/products/sump-effluent-pumps/commercial/160-series | EA | 1211 |  | 53514026837 | 90 | LB | 21.25 | 11.75 | 14.75 | 18 Months | YES
261-0008 | M161 2F/35'Cd/115V/1Ph/cCSAus/UL/(161-0017) | M161 2F/35'Cd/115V/1Ph/cCSAus/UL/(161-0017) | https://www.zoellerpumps.com/en-us/products/sump-effluent-pumps/commercial/160-series | EA | 1324 |  | 53514030490 | 91 | LB | 21.25 | 11.75 | 14.75 | 18 Months | YES
261-0009 | J161 2F/200-208V/3Ph/cCSAus/UL/(161-0012) | J161 2F/200-208V/3Ph/cCSAus/UL/(161-0012) | https://www.zoellerpumps.com/en-us/products/sump-effluent-pumps/commercial/160-series | EA | 1276 |  | 53514032050 | 85 | LB | 21.25 | 11.75 | 14.75 | 18 Months | YES
261-0010 | E161 2F/230V/1Ph/cCSAus/(161-0021) | E161 2F/230V/1Ph/cCSAus/(161-0021) | https://www.zoellerpumps.com/en-us/products/sump-effluent-pumps/commercial/160-series | EA | 1161 |  | 53514045128 | 85 | LB | 21.25 | 11.75 | 14.75 | 18 Months | YES
261-0011 | F161 2F/230V/3Ph/cCSAus/UL/(161-0011) | F161 2F/230V/3Ph/cCSAus/UL/(161-0011) | https://www.zoellerpumps.com/en-us/products/sump-effluent-pumps/commercial/160-series | EA | 1276 |  | 53514034153 | 85 | LB | 21.25 | 11.75 | 14.75 | 18 Months | YES
261-0012 | G161 2F/460V/3Ph/cCSAus/UL/(161-0007) | G161 2F/460V/3Ph/cCSAus/UL/(161-0007) | https://www.zoellerpumps.com/en-us/products/sump-effluent-pumps/commercial/160-series | EA | 1276 |  | 53514036980 | 85 | LB | 21.25 | 11.75 | 14.75 | 18 Months | YES
261-0013 | I161 2F/200-208V/1Ph/cCSAus/(161-0005) | I161 2F/200-208V/1Ph/cCSAus/(161-0005) | https://www.zoellerpumps.com/en-us/products/sump-effluent-pumps/commercial/160-series | EA | 1201 |  | 53514037314 | 85 | LB | 21.25 | 11.75 | 14.75 | 18 Months | YES
261-0015 | N161 2F/50'Cd/115V/1Ph/CSA/(161-0024) | N161 2F/50'Cd/115V/1Ph/CSA/(161-0024) | https://www.zoellerpumps.com/en-us/products/sump-effluent-pumps/commercial/160-series | EA | 1241 |  | 53514039950 | 94 | LB | 21.25 | 11.75 | 14.75 | 18 Months | YES
261-0016 | BN161 2F/115V/1Ph/Pb20'/CSA/(161-0002) | BN161 2F/115V/1Ph/Pb20'/CSA/(161-0002) | https://www.zoellerpumps.com/en-us/products/sump-effluent-pumps/commercial/160-series | EA | 1241 |  | 53514042424 | 87 | LB | 21.25 | 11.75 | 14.75 | 18 Months | YES
261-0017 | N161 2F/25'Cd/115V/1Ph/CSA/(161-0028) | N161 2F/25'Cd/115V/1Ph/CSA/(161-0028) | https://www.zoellerpumps.com/en-us/products/sump-effluent-pumps/commercial/160-series | EA | 1201 |  | 53514047207 | 87 | LB | 21.25 | 11.75 | 14.75 | 18 Months | YES
261-0018 | E161 2F/35'Cd/230V/1P/cCSAus/UL/(161-0031) | E161 2F/35'Cd/230V/1P/cCSAus/UL/(161-0031) | https://www.zoellerpumps.com/en-us/products/sump-effluent-pumps/commercial/160-series | EA | 1271 |  | 53514056995 | 90 | LB | 21.25 | 11.75 | 14.75 | 18 Months | YES
261-0019 | G161 2F/460V/3Ph/ED/(161-0032) | G161 2F/460V/3Ph/ED/(161-0032) | https://www.zoellerpumps.com/en-us/products/sump-effluent-pumps/commercial/160-series | EA | 1317 |  | 53514064723 | 85 | LB | 21.25 | 11.75 | 14.75 | 18 Months | YES
261-0020 | M161 2F/25'Cd/115V/1Ph/cCSAus/UL/(161-00006) | M161 2F/25'Cd/115V/1Ph/cCSAus/UL/(161-00006) | https://www.zoellerpumps.com/en-us/products/sump-effluent-pumps/commercial/160-series | EA | 1314 |  | 53514067571 | 88 | LB | 21.25 | 11.75 | 14.75 | 18 Months | YES
261-0021 | G161 2F/35'Cd/460V/3Ph/cCSAus/UL/(161-0020) | G161 2F/35'Cd/460V/3Ph/cCSAus/UL/(161-0020) | https://www.zoellerpumps.com/en-us/products/sump-effluent-pumps/commercial/160-series | EA | 1386 |  | 53514069780 | 90 | LB | 21.25 | 11.75 | 14.75 | 18 Months | YES
261-0022 | I161 2F/25'Cd/200-208V/1Ph/cCSAus/(161-0035) | I161 2F/25'Cd/200-208V/1Ph/cCSAus/(161-0035) | https://www.zoellerpumps.com/en-us/products/sump-effluent-pumps/commercial/160-series | EA | 1301 |  | 53514078522 | 87 | LB | 21.25 | 11.75 | 14.75 | 18 Months | YES
261-0023 | I161 2F/35'Cd/200-208V/1Ph/cCSAus/(161-0036) | I161 2F/35'Cd/200-208V/1Ph/cCSAus/(161-0036) | https://www.zoellerpumps.com/en-us/products/sump-effluent-pumps/commercial/160-series | EA | 1311 |  | 53514078539 | 90 | LB | 21.25 | 11.75 | 14.75 | 18 Months | YES
261-0024 | BE161 2F/230V/1Ph/Pb20'/cCSAus/UL/(161-0004) | BE161 2F/230V/1Ph/Pb20'/cCSAus/UL/(161-0004) | https://www.zoellerpumps.com/en-us/products/sump-effluent-pumps/commercial/160-series | EA | 1191 |  | 53514079376 | 87 | LB | 21.25 | 11.75 | 14.75 | 18 Months | YES
261-0025 | D161 2F/25'Cd/230V/1Ph/cCSAus/UL/(161-0030) | D161 2F/25'Cd/230V/1Ph/cCSAus/UL/(161-0030) | https://www.zoellerpumps.com/en-us/products/sump-effluent-pumps/commercial/160-series | EA | 1372 |  | 53514086381 | 88 | LB | 21.25 | 11.75 | 14.75 | 18 Months | YES
261-0026 | F161 2F/35'Cd/230V/3Ph/cCSAus/UL/(161-0037) | F161 2F/35'Cd/230V/3Ph/cCSAus/UL/(161-0037) | https://www.zoellerpumps.com/en-us/products/sump-effluent-pumps/commercial/160-series | EA | 1386 |  | 53514087180 | 88 | LB | 21.25 | 11.75 | 14.75 | 18 Months | YES
261-0031 | NX161 2F/115V/1Ph/Ex Pr/FM/CSA/(161-0042) | NX161 2F/115V/1Ph/Ex Pr/FM/CSA/(161-0042) | https://www.zoellerpumps.com/en-us/products/sump-effluent-pumps/commercial/160-series | EA | 2328 |  | 53514118105 | 119 | LB | 32 | 12 | 15 | 18 Months | NO
261-0032 | E161 2F/25'Cd/230V/1P/cCSAus/UL/(161-0049) | E161 2F/25'Cd/230V/1P/cCSAus/UL/(161-0049) | https://www.zoellerpumps.com/en-us/products/sump-effluent-pumps/commercial/160-series | EA | 1261 |  | 53514122812 | 90 | LB | 21.25 | 11.75 | 14.75 | 18 Months | YES
261-0034 | EX161 2F/230V/1Ph/Ex Pr/FM/CSA/(161-0044) | EX161 2F/230V/1Ph/Ex Pr/FM/CSA/(161-0044) | https://www.zoellerpumps.com/en-us/products/sump-effluent-pumps/commercial/160-series | EA | 2307 |  | 53514132859 | 119 | LB | 32 | 12 | 15 | 18 Months | NO
261-0035 | JX161 2F/200-208V/3Ph/Ex Pr/FM/CSA/(161-0045) | JX161 2F/200-208V/3Ph/Ex Pr/FM/CSA/(161-0045) | https://www.zoellerpumps.com/en-us/products/sump-effluent-pumps/commercial/160-series | EA | 2422 |  | 53514133412 | 119 | LB | 32 | 12 | 15 | 18 Months | NO
261-0036 | E161 2F/50'Cd/230V/1Ph/cCSAus/UL/(161-0038) | E161 2F/50'Cd/230V/1Ph/cCSAus/UL/(161-0038) | https://www.zoellerpumps.com/en-us/products/sump-effluent-pumps/commercial/160-series | EA | 1301 |  | 53514135904 | 90 | LB | 21.25 | 11.75 | 14.75 | 18 Months | YES
261-0037 | GX161 2F/460V/3Ph/Ex Pr/FM/CSA/(161-0047) | GX161 2F/460V/3Ph/Ex Pr/FM/CSA/(161-0047) | https://www.zoellerpumps.com/en-us/products/sump-effluent-pumps/commercial/160-series | EA | 2422 |  | 53514148997 | 119 | LB | 32 | 12 | 15 | 18 Months | NO
261-0038 | EX161 2F/50'Cd/230V/1Ph/Ex Pr/FM/CSA/(161-0055) | EX161 2F/50'Cd/230V/1Ph/Ex Pr/FM/CSA/(161-0055) | https://www.zoellerpumps.com/en-us/products/sump-effluent-pumps/commercial/160-series | EA | 2447 |  | 53514152130 | 123 | LB | 32 | 12 | 15 | 18 Months | NO
261-0041 | NX161 2F/25'Cd/115V/1Ph/Ex Pr/FM/CSA/(161-0064) | NX161 2F/25'Cd/115V/1Ph/Ex Pr/FM/CSA/(161-0064) | https://www.zoellerpumps.com/en-us/products/sump-effluent-pumps/commercial/160-series | EA | 2428 |  | 53514182113 | 120 | LB | 32 | 12 | 15 | 18 Months | NO
261-0042 | F161 2F/25'Cd/230V/3Ph/cCSAus/UL/(161-0066) | F161 2F/25'Cd/230V/3Ph/cCSAus/UL/(161-0066) | https://www.zoellerpumps.com/en-us/products/sump-effluent-pumps/commercial/160-series | EA | 1376 |  | 53514189068 | 86 | LB |  |  |  | 18 Months | YES
261-0043 | I161 2F/50'Cd/200-208V/1Ph/cCSAus/(161-0022) | I161 2F/50'Cd/200-208V/1Ph/cCSAus/(161-0022) | https://www.zoellerpumps.com/en-us/products/sump-effluent-pumps/commercial/160-series | EA | 1341 |  | 53514192952 | 92 | LB |  |  |  | 18 Months | YES
261-0044 | GX161 2F/50'Cd/460V/3Ph/Ex Pr/FM/CSA/(161-0069) | GX161 2F/50'Cd/460V/3Ph/Ex Pr/FM/CSA/(161-0069) | https://www.zoellerpumps.com/en-us/products/sump-effluent-pumps/commercial/160-series | EA | 2562 |  | 53514201661 | 125 | LB |  |  |  | 18 Months | NO
261-0045 | IX161 2F/200-208V/1Ph/Ex Pr/FM/CSA/(161-0043) | IX161 2F/200-208V/1Ph/Ex Pr/FM/CSA/(161-0043) | https://www.zoellerpumps.com/en-us/products/sump-effluent-pumps/commercial/160-series | EA | 2347 |  | 53514207267 | 119 | LB | 32 | 12 | 15 | 18 Months | NO
261-0046 | EX161 2F/25'Cd/230V/1Ph/Ex Pr/FM/CSA/(161-0061) | EX161 2F/25'Cd/230V/1Ph/Ex Pr/FM/CSA/(161-0061) | https://www.zoellerpumps.com/en-us/products/sump-effluent-pumps/commercial/160-series | EA | 2407 |  | 53514211905 | 120 | LB | 32 | 12 | 15 | 18 Months | NO
261-0047 | NX161 2F/50'Cd/115V/1Ph/Ex Pr/FM/CSA/(161-0051) | NX161 2F/50'Cd/115V/1Ph/Ex Pr/FM/CSA/(161-0051) | https://www.zoellerpumps.com/en-us/products/sump-effluent-pumps/commercial/160-series | EA | 2468 |  | 53514229399 | 120 | LB | 32 | 12 | 15 | 18 Months | NO
261-0048 | J161 2F/35'CD/200-208V/3Ph/cCSAus/UL/(161-0076) | J161 2F/35'CD/200-208V/3Ph/cCSAus/UL/(161-0076) | https://www.zoellerpumps.com/en-us/products/sump-effluent-pumps/commercial/160-series | EA | 1386 |  | 53514234805 | 85 | LB | 21.25 | 11.75 | 14.75 | 18 Months | YES
261-0049 | MX161 2F/50'Cd/115V/1Ph/Ex Pr/FM/CSA/(161-0083) | MX161 2F/50'Cd/115V/1Ph/Ex Pr/FM/CSA/(161-0083) | https://www.zoellerpumps.com/en-us/products/sump-effluent-pumps/commercial/160-series | EA | 3458 |  | 53514259938 | 126 | LB | 32 | 12 | 15.75 | 18 Months | NO
261-0050 | MX161 2F/115V/1Ph/Ex Pr/FM/CSA/(161-0071) | MX161 2F/115V/1Ph/Ex Pr/FM/CSA/(161-0071) | https://www.zoellerpumps.com/en-us/products/sump-effluent-pumps/commercial/160-series | EA | 3318 |  | 53514270216 | 126 | LB | 32 | 12 | 15.75 | 18 Months | NO
261-0051 | N161 2F/115V/1Ph/ED/(161-0085) | N161 2F/115V/1Ph/ED/(161-0085) | https://www.zoellerpumps.com/en-us/products/sump-effluent-pumps/commercial/160-series | EA | 1142 |  | 53514270551 | 85 | LB | 21.25 | 11.75 | 14.75 | 18 Months | YES
261-0052 | IX161 2F/35'Cd/200-208V/1Ph/Ex Pr/FM/CSA/(161-0048) | IX161 2F/35'Cd/200-208V/1Ph/Ex Pr/FM/CSA/(161-0048) | https://www.zoellerpumps.com/en-us/products/sump-effluent-pumps/commercial/160-series | EA | 2457 |  | 53514279530 | 121 | LB | 32 | 12 | 15 | 18 Months | NO
261-0054 | G161 2F/50'Cd/460V/3Ph/cCSAus/UL/(161-0054) | G161 2F/50'Cd/460V/3Ph/cCSAus/UL/(161-0054) | https://www.zoellerpumps.com/en-us/products/sump-effluent-pumps/commercial/160-series | EA | 1416 |  | 53514285111 | 92 | LB | 21.25 | 11.75 | 14.75 | 18 Months | YES
261-0055 | J161 2F/50'Cd/200-208V/3Ph/cCSAus/UL/(161-0057) | J161 2F/50'Cd/200-208V/3Ph/cCSAus/UL/(161-0057) | https://www.zoellerpumps.com/en-us/products/sump-effluent-pumps/commercial/160-series | EA | 1416 |  | 53514310837 | 84 | LB | 21.25 | 11.75 | 1475 | 18 Months | YES
261-0056 | D161 2F/35'Cd/230V/1Ph/cCSAus/UL/(161-0008) | D161 2F/35'Cd/230V/1Ph/cCSAus/UL/(161-0008) | https://www.zoellerpumps.com/en-us/products/sump-effluent-pumps/commercial/160-series | EA | 1382 |  | 53514315887 | 89 | LB | 21.25 | 11.75 | 14.75 | 18 Months | YES
261-0057 | D161 2F/50'Cd/230V/1Ph/cCSAus/UL/(161-0052) | D161 2F/50'Cd/230V/1Ph/cCSAus/UL/(161-0052) | https://www.zoellerpumps.com/en-us/products/sump-effluent-pumps/commercial/160-series | EA | 1412 |  | 53514315900 | 90 | LB | 21.25 | 11.75 | 14.75 | 18 Months | YES
261-0059 | J161 2F/25'Cd/200-208V/3Ph/cCSAus/UL/(161-0023) | J161 2F/25'Cd/200-208V/3Ph/cCSAus/UL/(161-0023) | https://www.zoellerpumps.com/en-us/products/sump-effluent-pumps/commercial/160-series | EA | 1376 |  | 53514318192 | 86 | LB | 21.25 | 11.75 | 14.75 | 18 Months | YES
261-0061 | G161 2F/25'Cd/460V/3Ph/cCSAus/UL/(161-0092) | G161 2F/25'Cd/460V/3Ph/cCSAus/UL/(161-0092) | https://www.zoellerpumps.com/en-us/products/sump-effluent-pumps/commercial/160-series | EA | 1376 |  | 53514330309 | 90 | LB | 21.25 | 11.75 | 14.75 | 18 Months | YES
261-0062 | BN161 2F/50'Cd/115V/1Ph/Pb50'/CSA/(161-0075) | BN161 2F/50'Cd/115V/1Ph/Pb50'/CSA/(161-0075) | https://www.zoellerpumps.com/en-us/products/sump-effluent-pumps/commercial/160-series | EA | 1381 |  | 53514330767 | 89 | LB | 21.25 | 11.75 | 14.75 | 18 Months | YES
261-0063 | DX161 2F/230V/1Ph/EX Pr/FM/CSA/(161-0072) | DX161 2F/230V/1Ph/EX Pr/FM/CSA/(161-0072) | https://www.zoellerpumps.com/en-us/products/sump-effluent-pumps/commercial/160-series | EA | 3311 |  | 53514331016 | 122 | LB | 32 | 12 | 15 | 18 Months | NO
261-0064 | F161 2F/50'Cd/230V/3Ph/cCSAus/UL/(161-0101) | F161 2F/50'Cd/230V/3Ph/cCSAus/UL/(161-0101) | https://www.zoellerpumps.com/en-us/products/sump-effluent-pumps/commercial/160-series | EA | 1416 |  | 53514331351 | 88 | LB | 21.25 | 11.75 | 14.75 | 18 Months | YES
261-0065 | GX161 2F/35'Cd/460V/3Ph/Ex Pr/FM/CSA/(161-0063) | GX161 2F/35'Cd/460V/3Ph/Ex Pr/FM/CSA/(161-0063) | https://www.zoellerpumps.com/en-us/products/sump-effluent-pumps/commercial/160-series | EA | 2532 |  | 53514351342 | 125 | LB | 0 | 0 | 0 | 18 Months | NO
261-0066 | IX161 2F/25'Cd/200-208V/1Ph/Ex Pr/FM/CSA/(161-0088) | IX161 2F/25'Cd/200-208V/1Ph/Ex Pr/FM/CSA/(161-0088) | https://www.zoellerpumps.com/en-us/products/sump-effluent-pumps/commercial/160-series | EA | 2447 |  | 53514359751 | 121 | LB | 32 | 12 | 15 | 18 Months | NO
261-0067 | BN161 2F/35'Cd/115V/1Ph/Pb35'/CSA | BN161 2F/35'Cd/115V/1Ph/Pb35'/CSA | https://www.zoellerpumps.com/en-us/products/sump-effluent-pumps/commercial/160-series | EA | 1351 |  | 53514365035 | 87 | LB | 21.25 | 11.75 | 14.75 | 18 Months | YES
261-0074 | JX161 2F/50'Cd/200-208V/3Ph/Ex Pr/FM/CSA/(161-0074) | JX161 2F/50'Cd/200-208V/3Ph/Ex Pr/FM/CSA/(161-0074) | https://www.zoellerpumps.com/en-us/products/sump-effluent-pumps/commercial/160-series | EA | 2583 |  | 53514381998 | 119 | LB | 32 | 12 | 15 | 18 Months | NO
261-0101 | IX161 2F/50'Cd/200-208V/1Ph/Ex Pr/FM/CSA/(161-0077) | IX161 2F/50'Cd/200-208V/1Ph/Ex Pr/FM/CSA/(161-0077) | https://www.zoellerpumps.com/en-us/products/sump-effluent-pumps/commercial/160-series | EA | 2487 |  | 53514329266 | 122 | LB | 32 | 12 | 15 | 18 Months | NO
263-0001 | M163 2F/115V/1Ph/cCSAus/UL/(163-0001) | M163 2F/115V/1Ph/cCSAus/UL/(163-0001) | https://www.zoellerpumps.com/en-us/products/sump-effluent-pumps/commercial/160-series | EA | 1214 |  | 53514017422 | 86 | LB | 21.25 | 11.75 | 14.75 | 18 Months | YES
263-0002 | N163 2F/115V/1Ph/CSA/(163-0002) | N163 2F/115V/1Ph/CSA/(163-0002) | https://www.zoellerpumps.com/en-us/products/sump-effluent-pumps/commercial/160-series | EA | 1101 |  | 53514017439 | 85 | LB | 21.25 | 11.75 | 14.75 | 18 Months | YES
263-0003 | D163 2F/230V/1Ph/cCSAus/UL/(163-0003) | D163 2F/230V/1Ph/cCSAus/UL/(163-0003) | https://www.zoellerpumps.com/en-us/products/sump-effluent-pumps/commercial/160-series | EA | 1274 |  | 53514017446 | 86 | LB | 21.25 | 11.75 | 14.75 | 18 Months | YES
263-0004 | E163 2F/230V/1Ph/cCSAus/UL/(163-0004) | E163 2F/230V/1Ph/cCSAus/UL/(163-0004) | https://www.zoellerpumps.com/en-us/products/sump-effluent-pumps/commercial/160-series | EA | 1161 |  | 53514017453 | 85 | LB | 21.25 | 11.75 | 14.75 | 18 Months | YES
263-0005 | N163 2F/25'Cd/115V/1Ph/CSA/(163-0021) | N163 2F/25'Cd/115V/1Ph/CSA/(163-0021) | https://www.zoellerpumps.com/en-us/products/sump-effluent-pumps/commercial/160-series | EA | 1201 |  | 53514017460 | 87 | LB | 21.25 | 11.75 | 14.75 | 18 Months | YES
263-0007 | M163 2F/50'Cd/115V/1Ph/cCSAus/UL/(163-0029) | M163 2F/50'Cd/115V/1Ph/cCSAus/UL/(163-0029) | https://www.zoellerpumps.com/en-us/products/sump-effluent-pumps/commercial/160-series | EA | 1354 |  | 53514026455 | 95 | LB | 21.25 | 11.75 | 14.75 | 18 Months | YES
263-0008 | N163 2F/50'Cd/115V/1Ph/CSA/(163-0015) | N163 2F/50'Cd/115V/1Ph/CSA/(163-0015) | https://www.zoellerpumps.com/en-us/products/sump-effluent-pumps/commercial/160-series | EA | 1241 |  | 53514026905 | 94 | LB | 21.25 | 11.75 | 14.75 | 18 Months | YES
263-0009 | M163 2F/25'Cd/115V/1Ph/cCSAus/UL/(163-0030) | M163 2F/25'Cd/115V/1Ph/cCSAus/UL/(163-0030) | https://www.zoellerpumps.com/en-us/products/sump-effluent-pumps/commercial/160-series | EA | 1314 |  | 53514028244 | 87 | LB | 21.25 | 11.75 | 14.75 | 18 Months | YES
263-0010 | D163 2F/25'Cd/230V/1Ph/cCSAus/(163-0025) | D163 2F/25'Cd/230V/1Ph/cCSAus/(163-0025) | https://www.zoellerpumps.com/en-us/products/sump-effluent-pumps/commercial/160-series | EA | 1374 |  | 53514037024 | 88 | LB | 21.25 | 11.75 | 14.75 | 18 Months | YES
263-0011 | G163 2F/460V/3Ph/cCSAus/UL/(163-0031) | G163 2F/460V/3Ph/cCSAus/UL/(163-0031) | https://www.zoellerpumps.com/en-us/products/sump-effluent-pumps/commercial/160-series | EA | 1276 |  | 53514038038 | 85 | LB | 21.25 | 11.75 | 14.75 | 18 Months | YES
263-0012 | H163 2F/200-208V/1Ph/cCSAus/(163-0007) | H163 2F/200-208V/1Ph/cCSAus/(163-0007) | https://www.zoellerpumps.com/en-us/products/sump-effluent-pumps/commercial/160-series | EA | 1314 |  | 53514038144 | 86 | LB | 21.25 | 11.75 | 14.75 | 18 Months | YES
263-0013 | I163 2F/200-208V/1Ph/cCSAus/(163-0010) | I163 2F/200-208V/1Ph/cCSAus/(163-0010) | https://www.zoellerpumps.com/en-us/products/sump-effluent-pumps/commercial/160-series | EA | 1201 |  | 53514041243 | 85 | LB | 21.25 | 11.75 | 14.75 | 18 Months | YES
263-0014 | BN163 2F/115V/1Ph/Pb20'/CSA/(163-0002) | BN163 2F/115V/1Ph/Pb20'/CSA/(163-0002) | https://www.zoellerpumps.com/en-us/products/sump-effluent-pumps/commercial/160-series | EA | 1241 |  | 53514041748 | 85 | LB | 21.25 | 11.75 | 14.75 | 18 Months | YES
263-0015 | J163 2F/200-208V/3Ph/cCSAus/UL/(163-0008) | J163 2F/200-208V/3Ph/cCSAus/UL/(163-0008) | https://www.zoellerpumps.com/en-us/products/sump-effluent-pumps/commercial/160-series | EA | 1276 |  | 53514042226 | 85 | LB | 21.25 | 11.75 | 14.75 | 18 Months | YES
263-0016 | BE163 2F/230V/1Ph/Pb20'/cCSAus/UL/(163-0004) | BE163 2F/230V/1Ph/Pb20'/cCSAus/UL/(163-0004) | https://www.zoellerpumps.com/en-us/products/sump-effluent-pumps/commercial/160-series | EA | 1192 |  | 53514043094 | 85 | LB | 21.25 | 11.75 | 14.75 | 18 Months | YES
263-0017 | M163 2F/35'Cd/115V/1Ph/cCSAus/UL/(163-0016) | M163 2F/35'Cd/115V/1Ph/cCSAus/UL/(163-0016) | https://www.zoellerpumps.com/en-us/products/sump-effluent-pumps/commercial/160-series | EA | 1324 |  | 53514061166 | 87 | LB | 21.25 | 11.75 | 14.75 | 18 Months | YES
263-0018 | F163 2F/230V/3Ph/cCSAus/UL/(163-0009) | F163 2F/230V/3Ph/cCSAus/UL/(163-0009) | https://www.zoellerpumps.com/en-us/products/sump-effluent-pumps/commercial/160-series | EA | 1276 |  | 53514070403 | 84 | LB | 21.25 | 11.75 | 14.75 | 18 Months | YES
263-0020 | G163 2F/50'Cd/460V/3Ph/cCSAus/UL/(163-0032) | G163 2F/50'Cd/460V/3Ph/cCSAus/UL/(163-0032) | https://www.zoellerpumps.com/en-us/products/sump-effluent-pumps/commercial/160-series | EA | 1363 |  | 53514073824 | 90 | LB | 21.25 | 11.75 | 14.75 | 18 Months | YES
263-0022 | GX163 2F/25'Cd/460V/3Ph/Ex Pr/FM/CSA/(163-0057) | GX163 2F/25'Cd/460V/3Ph/Ex Pr/FM/CSA/(163-0057) | https://www.zoellerpumps.com/en-us/products/sump-effluent-pumps/commercial/160-series | EA | 2422 |  | 53514133634 | 120 | LB | 32 | 12 | 15 | 18 Months | NO
263-0023 | NX163 2F/115V/1Ph/Ex Pr/FM/CSA/(163-0049) | NX163 2F/115V/1Ph/Ex Pr/FM/CSA/(163-0049) | https://www.zoellerpumps.com/en-us/products/sump-effluent-pumps/commercial/160-series | EA | 2261 |  | 53514138653 | 118 | LB | 32 | 12 | 15 | 18 Months | NO
263-0024 | E163 2F/35'Cd/230V/1Ph/cCSAus/UL/(163-0043) | E163 2F/35'Cd/230V/1Ph/cCSAus/UL/(163-0043) | https://www.zoellerpumps.com/en-us/products/sump-effluent-pumps/commercial/160-series | EA | 1271 |  | 53514146740 | 84 | LB | 21.25 | 11.75 | 14.75 | 18 Months | YES
263-0025 | JX163 2F/200-208V/3Ph/Ex Pr/FM/CSA/(163-0051) | JX163 2F/200-208V/3Ph/Ex Pr/FM/CSA/(163-0051) | https://www.zoellerpumps.com/en-us/products/sump-effluent-pumps/commercial/160-series | EA | 2422 |  | 53514154127 | 116 | LB | 32 | 12 | 15 | 18 Months | NO
263-0026 | D163 2F/35'Cd/230V/1Ph/cCSAus/UL/(163-0037) | D163 2F/35'Cd/230V/1Ph/cCSAus/UL/(163-0037) | https://www.zoellerpumps.com/en-us/products/sump-effluent-pumps/commercial/160-series | EA | 1384 |  | 53514158750 | 89 | LB | 21.25 | 11.75 | 14.75 | 18 Months | YES
263-0027 | J163 2F/25'Cd/200-208V/3Ph/cCSAus/UL/(163-0064) | J163 2F/25'Cd/200-208V/3Ph/cCSAus/UL/(163-0064) | https://www.zoellerpumps.com/en-us/products/sump-effluent-pumps/commercial/160-series | EA | 1376 |  | 53514166694 | 85 | LB | 21.25 | 11.75 | 14.75 | 18 Months | YES
263-0028 | JX163 2F/25'Cd/200-208V/Ex Pr/FM/CSA/(163-0065) | JX163 2F/25'Cd/200-208V/Ex Pr/FM/CSA/(163-0065) | https://www.zoellerpumps.com/en-us/products/sump-effluent-pumps/commercial/160-series | EA | 2522 |  | 53514166717 | 118 | LB | 32 | 12 | 15 | 18 Months | NO
263-0029 | H163 2F/25'Cd/200-208V/1Ph/cCSAus/(163-0067) | H163 2F/25'Cd/200-208V/1Ph/cCSAus/(163-0067) | https://www.zoellerpumps.com/en-us/products/sump-effluent-pumps/commercial/160-series | EA | 1414 |  | 53514170974 | 84 | LB | 21.25 | 11.75 | 14.75 | 18 Months | YES
263-0030 | GX163 2F/460V/3Ph/Ex Pr/FM/CSA/(163-0053) | GX163 2F/460V/3Ph/Ex Pr/FM/CSA/(163-0053) | https://www.zoellerpumps.com/en-us/products/sump-effluent-pumps/commercial/160-series | EA | 2422 |  | 53514174415 | 118 | LB |  |  |  | 18 Months | NO
263-0031 | IX163 2F/200-208V/1Ph/Ex Pr/FM/CSA/(163-0054) | IX163 2F/200-208V/1Ph/Ex Pr/FM/CSA/(163-0054) | https://www.zoellerpumps.com/en-us/products/sump-effluent-pumps/commercial/160-series | EA | 2347 |  | 53514199388 | 118 | LB | 32 | 12 | 15 | 18 Months | NO
263-0032 | FX163 2F/230V/3Ph/Ex Pr/FM/CSA/(163-0052) | FX163 2F/230V/3Ph/Ex Pr/FM/CSA/(163-0052) | https://www.zoellerpumps.com/en-us/products/sump-effluent-pumps/commercial/160-series | EA | 2422 |  | 53514199821 | 118 | LB |  |  |  | 18 Months | NO
263-0033 | I163 2F/25'Cd/200-208V/1Ph/cCSAus/(163-0072) | I163 2F/25'Cd/200-208V/1Ph/cCSAus/(163-0072) | https://www.zoellerpumps.com/en-us/products/sump-effluent-pumps/commercial/160-series | EA | 1301 |  | 53514202422 | 87 | LB |  |  |  | 18 Months | YES
263-0034 | I163 2F/35'Cd/200-208V/1Ph/cCSAus/(163-0039) | I163 2F/35'Cd/200-208V/1Ph/cCSAus/(163-0039) | https://www.zoellerpumps.com/en-us/products/sump-effluent-pumps/commercial/160-series | EA | 1311 |  | 53514202996 | 88 | LB |  |  |  | 18 Months | YES
263-0035 | G163 2F/35'Cd/460V/3Ph/cCSAus/UL/(163-0074) | G163 2F/35'Cd/460V/3Ph/cCSAus/UL/(163-0074) | https://www.zoellerpumps.com/en-us/products/sump-effluent-pumps/commercial/160-series | EA | 1386 |  | 53514205270 | 85 | LB |  |  |  | 18 Months | YES
263-0036 | J163 2F/50'Cord/200-208V/3Ph/cCSAus/UL/(163-0069) | J163 2F/50'Cord/200-208V/3Ph/cCSAus/UL/(163-0069) | https://www.zoellerpumps.com/en-us/products/sump-effluent-pumps/commercial/160-series | EA | 1416 |  | 53514228613 | 85 | LB | 21.25 | 11.75 | 14.75 | 18 Months | YES
263-0038 | MX163 2F/50'Cd/115V/1Ph/Ex Pr/FM/CSA/(163-0085) | MX163 2F/50'Cd/115V/1Ph/Ex Pr/FM/CSA/(163-0085) | https://www.zoellerpumps.com/en-us/products/sump-effluent-pumps/commercial/160-series | EA | 3458 |  | 53514314330 | 115 | LB | 32 | 12 | 15 | 18 Months | NO
263-0039 | EX163 2F/230V/1Ph/Ex Pr/FM/CSA/(163-0050) | EX163 2F/230V/1Ph/Ex Pr/FM/CSA/(163-0050) | https://www.zoellerpumps.com/en-us/products/sump-effluent-pumps/commercial/160-series | EA | 2307 |  | 53514320720 | 120 | LB | 32 | 12 | 15 | 18 Months | NO
263-0040 | JX163 2F/50'Cd/200-208V/Ex Pr/FM/CSA/(163-0066) | JX163 2F/50'Cd/200-208V/Ex Pr/FM/CSA/(163-0066) | https://www.zoellerpumps.com/en-us/products/sump-effluent-pumps/commercial/160-series | EA | 2562 |  | 53514330255 | 120 | LB | 32 | 12 | 15 | 18 Months | NO
263-0041 | J163 2F/35'Cd/200-208V/3Ph/cCSAus/UL/(163-0078) | J163 2F/35'Cd/200-208V/3Ph/cCSAus/UL/(163-0078) | https://www.zoellerpumps.com/en-us/products/sump-effluent-pumps/commercial/160-series | EA | 1386 |  | 53514339173 | 86 | LB | 21.25 | 11.75 | 14.75 | 18 Months | YES
263-0042 | GX163 2F/50'Cd/460V/3Ph/Ex Pr/FM/CSA/(163-0096) | GX163 2F/50'Cd/460V/3Ph/Ex Pr/FM/CSA/(163-0096) | https://www.zoellerpumps.com/en-us/products/sump-effluent-pumps/commercial/160-series | EA | 2562 |  | 53514357177 | 120 | LB | 32 | 12 | 15 | 18 Months | NO
263-0043 | E163 50'Cd/2F/230V/1Ph/cCSAus/UL/(163-0035) | E163 50'Cd/2F/230V/1Ph/cCSAus/UL/(163-0035) | https://www.zoellerpumps.com/en-us/products/sump-effluent-pumps/commercial/160-series | EA | 1301 |  | 53514358372 | 88 | LB | 21.25 | 11.75 | 14.75 | 18 Months | YES
263-0044 | NX163 2F/50'Cd/115V/1Ph/Ex Pr/FM/CSA/(163-0062) | NX163 2F/50'Cd/115V/1Ph/Ex Pr/FM/CSA/(163-0062) | https://www.zoellerpumps.com/en-us/products/sump-effluent-pumps/commercial/160-series | EA | 2401 |  | 53514360030 | 118 | LB | 32 | 12 | 15 | 18 Months | NO
263-0045 | IX163 2F/50'Cd/200-208V/1Ph/Ex Pr/FM/CSA/(163-0073) | IX163 2F/50'Cd/200-208V/1Ph/Ex Pr/FM/CSA/(163-0073) | https://www.zoellerpumps.com/en-us/products/sump-effluent-pumps/commercial/160-series | EA | 2562 |  | 53514360078 | 118 | LB | 32 | 12 | 15 | 18 Months | NO
263-0046 | I163 2F/50'Cd/200-208V/1Ph/cCSAus/(163-0048) | I163 2F/50'Cd/200-208V/1Ph/cCSAus/(163-0048) | https://www.zoellerpumps.com/en-us/products/sump-effluent-pumps/commercial/160-series | EA | 1341 |  | 53514361358 | 88 | LB | 0 | 0 | 0 | 18 Months | YES
263-0047 | MX163 2F/115V/1Ph/Ex Pr/FM/CSA/(163-0075) | MX163 2F/115V/1Ph/Ex Pr/FM/CSA/(163-0075) | https://www.zoellerpumps.com/en-us/products/sump-effluent-pumps/commercial/160-series | EA | 3318 |  | 53514366599 | 115 | LB | 32 | 12 | 15 | 18 Months | NO
263-0048 | IX163 2F/35'Cd/200-208V/1Ph/Ex Pr/FM/CSA/(163-0098) | IX163 2F/35'Cd/200-208V/1Ph/Ex Pr/FM/CSA/(163-0098) | https://www.zoellerpumps.com/en-us/products/sump-effluent-pumps/commercial/160-series | EA | 2457 |  | 53514367152 | 118 | LB | 32 | 12 | 15 | 18 Months | NO
263-0049 | HX163 2F/200-208V/1Ph/Ex Pr/FM/CSA/(163-0077) | HX163 2F/200-208V/1Ph/Ex Pr/FM/CSA/(163-0077) | https://www.zoellerpumps.com/en-us/products/sump-effluent-pumps/commercial/160-series | EA | 3358 |  | 53514376000 | 123 | LB | 32 | 12 | 15 | 18 Months | NO
263-0050 | MX163 2F/35'Cd/115V/1Ph/Ex Pr/FM/CSA/(163-0097) | MX163 2F/35'Cd/115V/1Ph/Ex Pr/FM/CSA/(163-0097) | https://www.zoellerpumps.com/en-us/products/sump-effluent-pumps/commercial/160-series | EA | 3428 |  | 53514377502 | 115 | LB | 32 | 12 | 15 | 18 Months | NO
264-0001 | M264 115V/1Ph/cCSAus/UL | M264 115V/1Ph/cCSAus/UL | https://www.zoellerpumps.com/en-us/products/sewage-pumps/residential/model-264 | EA | 473 | 354.75 | 53514071684 | 35.5 | LB | 16.25 | 11 | 13.5 | 36 Months | YES
264-0002 | N264 115V/1Ph/cCSAus/UL | N264 115V/1Ph/cCSAus/UL | https://www.zoellerpumps.com/en-us/products/sewage-pumps/residential/model-264 | EA | 433 | 324.75 | 53514071691 | 34.5 | LB | 16.25 | 11 | 13.5 | 36 Months | YES
264-0003 | D264 230V/1Ph/cCSAus/UL | D264 230V/1Ph/cCSAus/UL | https://www.zoellerpumps.com/en-us/products/sewage-pumps/residential/model-264 | EA | 557 | 417.75 | 53514071707 | 35.5 | LB | 16.25 | 11 | 13.5 | 36 Months | YES
264-0004 | E264 230V/1Ph/cCSAus/UL | E264 230V/1Ph/cCSAus/UL | https://www.zoellerpumps.com/en-us/products/sewage-pumps/residential/model-264 | EA | 505 | 378.75 | 53514071714 | 34.5 | LB | 16.25 | 11 | 13.5 | 36 Months | YES
264-0005 | BN264 115V/1Ph/15'Pb/cCSAus/UL | BN264 115V/1Ph/15'Pb/cCSAus/UL | https://www.zoellerpumps.com/en-us/products/sewage-pumps/residential/model-264 | EA | 478 | 358.5 | 53514071738 | 38.5 | LB | 16.25 | 11 | 13.5 | 36 Months | YES
264-0006 | BE264 230V/1Ph/15'Pb/cCSAus/UL | BE264 230V/1Ph/15'Pb/cCSAus/UL | https://www.zoellerpumps.com/en-us/products/sewage-pumps/residential/model-264 | EA | 546 | 409.5 | 53514071745 | 39.5 | LB | 16.25 | 11 | 13.5 | 36 Months | YES
264-0007 | M264 25'Cd/115V/1Ph/cCSAus/UL | M264 25'Cd/115V/1Ph/cCSAus/UL | https://www.zoellerpumps.com/en-us/products/sewage-pumps/residential/model-264 | EA | 528 | 396 | 53514075262 | 36.5 | LB | 16.25 | 11 | 13.5 | 36 Months | YES
264-0010 | N264 25'Cd/115V/1Ph/cCSAus/UL | N264 25'Cd/115V/1Ph/cCSAus/UL | https://www.zoellerpumps.com/en-us/products/sewage-pumps/residential/model-264 | EA | 488 | 366 | 53514079277 | 38.5 | LB | 16.25 | 11 | 13.5 | 36 Months | YES
264-0017 | N264 35'Cd/115V/1Ph/cCSAus/UL | N264 35'Cd/115V/1Ph/cCSAus/UL | https://www.zoellerpumps.com/en-us/products/sewage-pumps/residential/model-264 | EA | 508 | 381 | 53514088620 | 39.5 | LB | 16.25 | 11 | 13.5 | 36 Months | YES
264-0021 | E264 25'Cd/230V/1Ph/cCSAus/UL | E264 25'Cd/230V/1Ph/cCSAus/UL | https://www.zoellerpumps.com/en-us/products/sewage-pumps/residential/model-264 | EA | 560 | 420 | 53514093266 | 39.5 | LB | 16.25 | 11 | 13.5 | 36 Months | YES
264-0024 | D264 25'Cd/230V/1Ph/cCSAus/UL | D264 25'Cd/230V/1Ph/cCSAus/UL | https://www.zoellerpumps.com/en-us/products/sewage-pumps/residential/model-264 | EA | 612 | 459 | 53514104405 | 36.5 | LB | 16.25 | 11 | 13.5 | 36 Months | YES
264-0025 | M264 35'Cd/115V/1Ph/cCSAus/UL | M264 35'Cd/115V/1Ph/cCSAus/UL | https://www.zoellerpumps.com/en-us/products/sewage-pumps/residential/model-264 | EA | 548 | 411 | 53514104689 | 38.5 | LB | 16.25 | 11 | 13.5 | 36 Months | YES
264-0026 | M264 50'Cd/115V/1Ph/cCSAus/UL | M264 50'Cd/115V/1Ph/cCSAus/UL | https://www.zoellerpumps.com/en-us/products/sewage-pumps/residential/model-264 | EA | 573 | 429.75 | 53514106805 | 41.5 | LB | 16.25 | 11 | 13.5 | 36 Months | YES
264-0028 | E264 50'Cd/230V/1Ph/cCSAus/UL | E264 50'Cd/230V/1Ph/cCSAus/UL | https://www.zoellerpumps.com/en-us/products/sewage-pumps/residential/model-264 | EA | 605 | 453.75 | 53514121488 | 41.5 | LB | 16.25 | 11 | 13.5 | 36 Months | YES
264-0030 | E264 35'Cd/230V/1Ph/cCSAus/UL | E264 35'Cd/230V/1Ph/cCSAus/UL | https://www.zoellerpumps.com/en-us/products/sewage-pumps/residential/model-264 | EA | 580 | 435 | 53514212247 | 41 | LB | 16.25 | 11 | 13.5 | 36 Months | YES
264-0037 | D264 50'Cd/230V/1Ph/cCSAus/UL | D264 50'Cd/230V/1Ph/cCSAus/UL | https://www.zoellerpumps.com/en-us/products/sewage-pumps/residential/model-264 | EA | 657 | 492.75 | 53514366384 | 35.5 | LB | 16.25 | 11 | 13.5 | 36 Months | YES
265-0003 | D165 2F/230V/1Ph/cCSAus/UL/(165-0003) | D165 2F/230V/1Ph/cCSAus/UL/(165-0003) | https://www.zoellerpumps.com/en-us/products/sump-effluent-pumps/commercial/160-series | EA | 1412 |  | 53514017484 | 86 | LB | 21.25 | 11.75 | 14.75 | 18 Months | YES
265-0004 | E165 2F/230V/1Ph/cCSAus/UL/(165-0004) | E165 2F/230V/1Ph/cCSAus/UL/(165-0004) | https://www.zoellerpumps.com/en-us/products/sump-effluent-pumps/commercial/160-series | EA | 1293 |  | 53514017491 | 85 | LB | 21.25 | 11.75 | 14.75 | 18 Months | YES
265-0005 | J165 2F/200-208V/3Ph/cCSAus/UL/(165-0009) | J165 2F/200-208V/3Ph/cCSAus/UL/(165-0009) | https://www.zoellerpumps.com/en-us/products/sump-effluent-pumps/commercial/160-series | EA | 1408 |  | 53514017507 | 85 | LB | 21.25 | 11.75 | 14.75 | 18 Months | YES
265-0006 | I165 2F/200-208V/1Ph/cCSAus/(165-0020) | I165 2F/200-208V/1Ph/cCSAus/(165-0020) | https://www.zoellerpumps.com/en-us/products/sump-effluent-pumps/commercial/160-series | EA | 1333 |  | 53514017514 | 85 | LB | 21.25 | 11.75 | 14.75 | 18 Months | YES
265-0007 | G165 2F/460V/3Ph/cCSAus/UL/(165-0008) | G165 2F/460V/3Ph/cCSAus/UL/(165-0008) | https://www.zoellerpumps.com/en-us/products/sump-effluent-pumps/commercial/160-series | EA | 1408 |  | 53514017521 | 85 | LB | 21.25 | 11.75 | 14.75 | 18 Months | YES
265-0009 | F165 2F/230V/3Ph/cCSAus/UL/(165-0015) | F165 2F/230V/3Ph/cCSAus/UL/(165-0015) | https://www.zoellerpumps.com/en-us/products/sump-effluent-pumps/commercial/160-series | EA | 1408 |  | 53514017545 | 85 | LB | 21.25 | 11.75 | 14.75 | 18 Months | YES
265-0010 | D165 2F/230V/1Ph/ED/(165-0025) | D165 2F/230V/1Ph/ED/(165-0025) | https://www.zoellerpumps.com/en-us/products/sump-effluent-pumps/commercial/160-series | EA | 1453 |  | 53514017552 | 86 | LB | 21.25 | 11.75 | 14.75 | 18 Months | YES
265-0011 | E165 2F/25'Cd/230V/1Ph/cCSAus/UL/(165-0026) | E165 2F/25'Cd/230V/1Ph/cCSAus/UL/(165-0026) | https://www.zoellerpumps.com/en-us/products/sump-effluent-pumps/commercial/160-series | EA | 1393 |  | 53514029128 | 87 | LB | 21.25 | 11.75 | 14.75 | 18 Months | YES
265-0013 | G165 2F/35'Cd/460V/3Ph/cCSAus/UL/(165-0023) | G165 2F/35'Cd/460V/3Ph/cCSAus/UL/(165-0023) | https://www.zoellerpumps.com/en-us/products/sump-effluent-pumps/commercial/160-series | EA | 1518 |  | 53514037079 | 90 | LB | 21.25 | 11.75 | 14.75 | 18 Months | YES
265-0014 | H165 2F/200-208V/1Ph/cCSAus/(165-0012) | H165 2F/200-208V/1Ph/cCSAus/(165-0012) | https://www.zoellerpumps.com/en-us/products/sump-effluent-pumps/commercial/160-series | EA | 1452 |  | 53514037192 | 86 | LB | 21.25 | 11.75 | 14.75 | 18 Months | YES
265-0015 | D165 2F/35'Cd/230V/1Ph/cCSAus/UL/(165-0029) | D165 2F/35'Cd/230V/1Ph/cCSAus/UL/(165-0029) | https://www.zoellerpumps.com/en-us/products/sump-effluent-pumps/commercial/160-series | EA | 1522 |  | 53514039554 | 91 | LB | 21.25 | 11.75 | 14.75 | 18 Months | YES
265-0016 | BE165 2F/230V/1Ph/Pb/cCSAus/UL/(165-0004) | BE165 2F/230V/1Ph/Pb/cCSAus/UL/(165-0004) | https://www.zoellerpumps.com/en-us/products/sump-effluent-pumps/commercial/160-series | EA | 1320 |  | 53514044282 | 83 | LB | 21.25 | 11.75 | 14.75 | 18 Months | YES
265-0017 | G165 2F/50'Cd/460V/3Ph/cCSAus/UL/(165-0031) | G165 2F/50'Cd/460V/3Ph/cCSAus/UL/(165-0031) | https://www.zoellerpumps.com/en-us/products/sump-effluent-pumps/commercial/160-series | EA | 1548 |  | 53514045807 | 92 | LB | 21.25 | 11.75 | 14.75 | 18 Months | YES
265-0018 | F165 2F/35'/230V/3Ph/cCSAus/UL/(165-0033) | F165 2F/35'/230V/3Ph/cCSAus/UL/(165-0033) | https://www.zoellerpumps.com/en-us/products/sump-effluent-pumps/commercial/160-series | EA | 1518 |  | 53514053994 | 90 | LB | 21.25 | 11.75 | 14.75 | 18 Months | YES
265-0019 | E165 2F/50'Cd/230V/1Ph/UL/cCSAus/(165-0014) | E165 2F/50'Cd/230V/1Ph/UL/cCSAus/(165-0014) | https://www.zoellerpumps.com/en-us/products/sump-effluent-pumps/commercial/160-series | EA | 1433 |  | 53514062569 | 90 | LB | 21.25 | 11.75 | 14.75 | 18 Months | YES
265-0022 | E165 2F/35'Cd/230V/1Ph/cCSAus/UL/(165-0013) | E165 2F/35'Cd/230V/1Ph/cCSAus/UL/(165-0013) | https://www.zoellerpumps.com/en-us/products/sump-effluent-pumps/commercial/160-series | EA | 1403 |  | 53514086299 | 87 | LB | 21.25 | 11.75 | 14.75 | 18 Months | YES
265-0024 | H165 2F/50'Cd/200-208V/1Ph/cCSAus/(165-0045) | H165 2F/50'Cd/200-208V/1Ph/cCSAus/(165-0045) | https://www.zoellerpumps.com/en-us/products/sump-effluent-pumps/commercial/160-series | EA | 1592 |  | 53514109592 | 90 | LB | 21.25 | 11.75 | 14.75 | 18 Months | YES
265-0026 | EX165 2F/230V/1Ph/Ex Pr/FM/CSA/(165-0039) | EX165 2F/230V/1Ph/Ex Pr/FM/CSA/(165-0039) | https://www.zoellerpumps.com/en-us/products/sump-effluent-pumps/commercial/160-series | EA | 2474 |  | 53514137083 | 118 | LB | 32 | 12 | 15 | 18 Months | NO
265-0027 | J165 2F/35'Cd/200-208V/3Ph/cCSAus/UL/(165-0028) | J165 2F/35'Cd/200-208V/3Ph/cCSAus/UL/(165-0028) | https://www.zoellerpumps.com/en-us/products/sump-effluent-pumps/commercial/160-series | EA | 1518 |  | 53514165697 | 87 | LB | 21.25 | 11.75 | 14.75 | 18 Months | YES
265-0030 | GX165 2F/460V/3Ph/Ex Pr/FM/CSA/(165-0042) | GX165 2F/460V/3Ph/Ex Pr/FM/CSA/(165-0042) | https://www.zoellerpumps.com/en-us/products/sump-effluent-pumps/commercial/160-series | EA | 2589 |  | 53514184827 | 118 | LB |  |  |  | 18 Months | NO
265-0031 | J165 2F/25'Cd/200-208V/3Ph/cCSAus/UL/(165-0055) | J165 2F/25'Cd/200-208V/3Ph/cCSAus/UL/(165-0055) | https://www.zoellerpumps.com/en-us/products/sump-effluent-pumps/commercial/160-series | EA | 1408 |  | 53514190606 | 88 | LB |  |  |  | 18 Months | YES
265-0032 | I165 2F/25' Cord/200-208V/1Ph/cCSAus/(165-0059) | I165 2F/25' Cord/200-208V/1Ph/cCSAus/(165-0059) | https://www.zoellerpumps.com/en-us/products/sump-effluent-pumps/commercial/160-series | EA | 1433 |  | 53514228170 | 85 | LB | 21.25 | 11.75 | 14.75 | 18 Months | YES
265-0033 | GX165 2F/25'Cd/460V/3Ph/Ex Pr/FM/CSA/(165-0060) | GX165 2F/25'Cd/460V/3Ph/Ex Pr/FM/CSA/(165-0060) | https://www.zoellerpumps.com/en-us/products/sump-effluent-pumps/commercial/160-series | EA | 2689 |  | 53514239510 | 118 | LB | 32 | 12 | 15 | 18 Months | NO
265-0034 | J165 2F/50'Cd/200-208V/3Ph/cCSAus/UL/(165-0061) | J165 2F/50'Cd/200-208V/3Ph/cCSAus/UL/(165-0061) | https://www.zoellerpumps.com/en-us/products/sump-effluent-pumps/commercial/160-series | EA | 1548 |  | 53514240301 | 87 | LB | 21.25 | 11.75 | 14.75 | 18 Months | YES
265-0035 | G165 2F/25'Cd/460V/3Ph/cCSAus/UL/(165-0046) | G165 2F/25'Cd/460V/3Ph/cCSAus/UL/(165-0046) | https://www.zoellerpumps.com/en-us/products/sump-effluent-pumps/commercial/160-series | EA | 1508 |  | 53514259457 | 90 | LB | 21.25 | 11.75 | 14.75 | 18 Months | YES
265-0036 | I165 2F/50' Cord/200-208V/1Ph/cCSAus/(165-0064) | I165 2F/50' Cord/200-208V/1Ph/cCSAus/(165-0064) | https://www.zoellerpumps.com/en-us/products/sump-effluent-pumps/commercial/160-series | EA | 1473 |  | 53514263232 | 85 | LB | 21.25 | 11.75 | 14.75 | 18 Months | YES
265-0039 | FX165 2F/35'Cd/230V/3Ph/Ex Pr/FM/CSA/(165-0072) | FX165 2F/35'Cd/230V/3Ph/Ex Pr/FM/CSA/(165-0072) | https://www.zoellerpumps.com/en-us/products/sump-effluent-pumps/commercial/160-series | EA | 2699 |  | 53514332457 | 118 | LB | 32 | 12 | 15 | 18 Months | NO
265-0040 | IX165 2F/200V/1Ph/Ex Pr/FM/CSA/(165-0044) | IX165 2F/200V/1Ph/Ex Pr/FM/CSA/(165-0044) | https://www.zoellerpumps.com/en-us/products/sump-effluent-pumps/commercial/160-series | EA | 2514 |  | 53514332471 | 117 | LB | 22.62 | 11.75 | 14.75 | 18 Months | NO
265-0041 | D165 2F/50'Cd/230V/1Ph/cCSAus/UL/(165-00056) | D165 2F/50'Cd/230V/1Ph/cCSAus/UL/(165-00056) | https://www.zoellerpumps.com/en-us/products/sump-effluent-pumps/commercial/160-series | EA | 1545 |  | 53514346195 | 94 | LB | 21.25 | 11.75 | 14.75 | 18 Months | YES
265-0043 | D165 2F/25'Cd/230V/1Ph/cCSAus/UL/(165-0075) | D165 2F/25'Cd/230V/1Ph/cCSAus/UL/(165-0075) | https://www.zoellerpumps.com/en-us/products/sump-effluent-pumps/commercial/160-series | EA | 1512 |  | 53514362614 | 86 | LB | 21.25 | 11.75 | 14.75 | 18 Months | YES
265-0044 | HX165 2F/200V/1Ph/Ex Pr/FM/CSA/(165-0058) | HX165 2F/200V/1Ph/Ex Pr/FM/CSA/(165-0058) | https://www.zoellerpumps.com/en-us/products/sump-effluent-pumps/commercial/160-series | EA | 3419 |  | 53514366674 | 118 | LB | 32 | 12 | 15 | 18 Months | NO
266-0001 | M266 115V/1Ph/cCSAus/UL | M266 115V/1Ph/cCSAus/UL | https://www.zoellerpumps.com/en-us/products/sewage-pumps/residential/260-series | EA | 519 |  | 53514017569 | 41 | LB | 16.25 | 11 | 13.5 | 36 Months | YES
266-0002 | N266 115V/1Ph/cCSAus/UL | N266 115V/1Ph/cCSAus/UL | https://www.zoellerpumps.com/en-us/products/sewage-pumps/residential/260-series | EA | 458 |  | 53514017576 | 40 | LB | 16.25 | 11 | 13.5 | 36 Months | YES
266-0003 | D266 230V/1Ph/cCSAus/UL | D266 230V/1Ph/cCSAus/UL | https://www.zoellerpumps.com/en-us/products/sewage-pumps/residential/260-series | EA | 608 |  | 53514017583 | 41 | LB | 16.25 | 11 | 13.5 | 36 Months | YES
266-0004 | E266 230V/1Ph/UL/cCSAus | E266 230V/1Ph/UL/cCSAus | https://www.zoellerpumps.com/en-us/products/sewage-pumps/residential/260-series | EA | 551 |  | 53514017590 | 40 | LB | 16.25 | 11 | 13.5 | 36 Months | YES
266-0005 | BN266 115V/1Ph/Pb15'/cCSAus/UL | BN266 115V/1Ph/Pb15'/cCSAus/UL | https://www.zoellerpumps.com/en-us/products/sewage-pumps/residential/260-series | EA | 498 |  | 53514017606 | 42 | LB | 16.25 | 11 | 13.5 | 36 Months | YES
266-0006 | F266 230V/3Ph/UL/cCSAus | F266 230V/3Ph/UL/cCSAus | https://www.zoellerpumps.com/en-us/products/sewage-pumps/residential/260-series | EA | 666 |  | 53514028367 | 40 | LB | 16.25 | 11 | 13.5 | 36 Months | YES
266-0007 | G266 460V/3Ph/cCSAus | G266 460V/3Ph/cCSAus | https://www.zoellerpumps.com/en-us/products/sewage-pumps/residential/260-series | EA | 666 |  | 53514028374 | 40 | LB | 16.25 | 11 | 13.5 | 36 Months | YES
266-0008 | J266 200-208V/3Ph/UL/cCSAus | J266 200-208V/3Ph/UL/cCSAus | https://www.zoellerpumps.com/en-us/products/sewage-pumps/residential/260-series | EA | 666 |  | 53514028381 | 40 | LB | 16.25 | 11 | 13.5 | 36 Months | YES
266-0009 | H266 200-208V/1Ph/cCSAus | H266 200-208V/1Ph/cCSAus | https://www.zoellerpumps.com/en-us/products/sewage-pumps/residential/260-series | EA | 648 |  | 53514028398 | 41 | LB | 16.25 | 11 | 13.5 | 36 Months | YES
266-0010 | I266 200-208V/1Ph/cCSAus | I266 200-208V/1Ph/cCSAus | https://www.zoellerpumps.com/en-us/products/sewage-pumps/residential/260-series | EA | 591 |  | 53514028404 | 40 | LB | 16.25 | 11 | 13.5 | 36 Months | YES
266-0017 | M266 50'Cd/115V/1Ph/cCSAus/UL | M266 50'Cd/115V/1Ph/cCSAus/UL | https://www.zoellerpumps.com/en-us/products/sewage-pumps/residential/260-series | EA | 619 |  | 53514037048 | 50 | LB | 16.25 | 11 | 13.5 | 36 Months | YES
266-0018 | M266 25'Cd/115V/1Ph/cCSAus/UL | M266 25'Cd/115V/1Ph/cCSAus/UL | https://www.zoellerpumps.com/en-us/products/sewage-pumps/residential/260-series | EA | 574 |  | 53514037260 | 43 | LB | 16.25 | 11 | 13.5 | 36 Months | YES
266-0020 | BE266 230V/1Ph/Pb15'/MFS/cCSAus/UL | BE266 230V/1Ph/Pb15'/MFS/cCSAus/UL | https://www.zoellerpumps.com/en-us/products/sewage-pumps/residential/260-series | EA | 590 |  | 53514041342 | 42 | LB | 16.25 | 11 | 13.5 | 36 Months | YES
266-0022 | N266 25'Cd/115V/1Ph/cCSAus/UL | N266 25'Cd/115V/1Ph/cCSAus/UL | https://www.zoellerpumps.com/en-us/products/sewage-pumps/residential/260-series | EA | 513 |  | 53514059255 | 45 | LB | 16.25 | 11 | 13.5 | 36 Months | YES
266-0023 | N266 115V/1Ph/Ci Imp/cCSAus/UL | N266 115V/1Ph/Ci Imp/cCSAus/UL | https://www.zoellerpumps.com/en-us/products/sewage-pumps/residential/260-series | EA | 488 |  | 53514050245 | 41 | LB | 16.25 | 11 | 13.5 | 36 Months | YES
266-0024 | D266 230V/1Ph/CI Imp/cCSAus/UL | D266 230V/1Ph/CI Imp/cCSAus/UL | https://www.zoellerpumps.com/en-us/products/sewage-pumps/residential/260-series | EA | 638 |  | 53514065591 | 42 | LB | 16.25 | 11 | 13.5 | 36 Months | YES
266-0025 | M266 35'Cd/115V/1Ph/cCSAus/UL | M266 35'Cd/115V/1Ph/cCSAus/UL | https://www.zoellerpumps.com/en-us/products/sewage-pumps/residential/260-series | EA | 594 |  | 53514077365 | 52 | LB | 16.25 | 11 | 13.5 | 36 Months | YES
266-0028 | D266 35'Cd/230V/1Ph/cCSAus/UL | D266 35'Cd/230V/1Ph/cCSAus/UL | https://www.zoellerpumps.com/en-us/products/sewage-pumps/residential/260-series | EA | 683 |  | 53514113551 | 42 | LB | 16.25 | 11 | 13.5 | 36 Months | YES
266-0029 | E266 50'Cd/230V/1Ph/UL/cCSAus | E266 50'Cd/230V/1Ph/UL/cCSAus | https://www.zoellerpumps.com/en-us/products/sewage-pumps/residential/260-series | EA | 651 |  | 53514119492 | 40 | LB | 16.25 | 11 | 13.5 | 36 Months | YES
266-0031 | G266 35'Cd/460V/3Ph/cCSAus | G266 35'Cd/460V/3Ph/cCSAus | https://www.zoellerpumps.com/en-us/products/sewage-pumps/residential/260-series | EA | 741 |  | 53514134068 | 42 | LB | 16.25 | 11 | 13.5 | 36 Months | YES
266-0032 | J266 25'Cd/200-208V/3Ph/UL/cCSAus | J266 25'Cd/200-208V/3Ph/UL/cCSAus | https://www.zoellerpumps.com/en-us/products/sewage-pumps/residential/260-series | EA | 721 |  | 53514135812 | 40 | LB | 16.25 | 11 | 13.5 | 36 Months | YES
266-0033 | M266 15'Cd/115V/1Ph/cCSAus/UL | M266 15'Cd/115V/1Ph/cCSAus/UL | https://www.zoellerpumps.com/en-us/products/sewage-pumps/residential/260-series | EA | 544 |  | 53514144739 | 41 | LB | 16.25 | 11 | 13.5 | 36 Months | YES
266-0034 | N266 50'Cd/115V/1Ph/cCSAus/UL | N266 50'Cd/115V/1Ph/cCSAus/UL | https://www.zoellerpumps.com/en-us/products/sewage-pumps/residential/260-series | EA | 558 |  | 53514145057 | 48 | LB | 16.25 | 11 | 13.5 | 36 Months | YES
266-0035 | N266 35'Cd/115V/1Ph/cCSAus/UL | N266 35'Cd/115V/1Ph/cCSAus/UL | https://www.zoellerpumps.com/en-us/products/sewage-pumps/residential/260-series | EA | 533 |  | 53514146122 | 42 | LB | 16.25 | 11 | 13.5 | 36 Months | YES
266-0037 | F266 25'Cd/230V/3Ph/UL/cCSAus | F266 25'Cd/230V/3Ph/UL/cCSAus | https://www.zoellerpumps.com/en-us/products/sewage-pumps/residential/260-series | EA | 721 |  | 53514176839 | 40 | LB | 16.25 | 11 | 13.5 | 36 Months | YES
266-0038 | D266 25'Cd/230V/1Ph/cCSAus/UL | D266 25'Cd/230V/1Ph/cCSAus/UL | https://www.zoellerpumps.com/en-us/products/sewage-pumps/residential/260-series | EA | 663 |  | 53514177164 | 41 | LB | 16.25 | 11 | 13.5 | 36 Months | YES
266-0039 | F266 35'Cd/230V/3Ph/UL/cCSAus | F266 35'Cd/230V/3Ph/UL/cCSAus | https://www.zoellerpumps.com/en-us/products/sewage-pumps/residential/260-series | EA | 741 |  | 53514178567 | 41 | LB | 16.25 | 11 | 13.5 | 36 Months | YES
266-0040 | J266 50'Cd/200-208V/3Ph/UL/cCSAus | J266 50'Cd/200-208V/3Ph/UL/cCSAus | https://www.zoellerpumps.com/en-us/products/sewage-pumps/residential/260-series | EA | 766 |  | 53514192754 | 43 | LB | 16.25 | 11 | 13.5 | 36 Months | YES
266-0041 | J266 35'Cd/200-208V/3Ph/UL/cCSAus | J266 35'Cd/200-208V/3Ph/UL/cCSAus | https://www.zoellerpumps.com/en-us/products/sewage-pumps/residential/260-series | EA | 741 |  | 53514192761 | 41 | LB | 16.25 | 11 | 13.5 | 36 Months | YES
266-0042 | E266 25'Cd/230V/1Ph/UL/cCSAus | E266 25'Cd/230V/1Ph/UL/cCSAus | https://www.zoellerpumps.com/en-us/products/sewage-pumps/residential/260-series | EA | 606 |  | 53514197988 | 38 | LB | 16.25 | 11 | 13.5 | 36 Months | YES
266-0043 | I266 25'Cd/200-208V/1Ph/cCSAus | I266 25'Cd/200-208V/1Ph/cCSAus | https://www.zoellerpumps.com/en-us/products/sewage-pumps/residential/260-series | EA | 646 |  | 53514211318 | 41 | LB | 16.25 | 11 | 13.5 | 36 Months | YES
266-0046 | G266 25'Cd/460V/3Ph/cCSAus | G266 25'Cd/460V/3Ph/cCSAus | https://www.zoellerpumps.com/en-us/products/sewage-pumps/residential/260-series | EA | 721 |  | 53514309848 | 42 | LB | 16.25 | 11 | 13.5 | 36 Months | YES
266-0053 | H266 25'Cd/200-208V/1Ph/cCSAus | H266 25'Cd/200-208V/1Ph/cCSAus | https://www.zoellerpumps.com/en-us/products/sewage-pumps/residential/260-series | EA | 703 |  | 53514354138 | 41 | LB | 16.25 | 11 | 13.5 | 36 Months | YES
266-0056 | H266 15'Cd/200-208V/1Ph/cCSAus | H266 15'Cd/200-208V/1Ph/cCSAus | https://www.zoellerpumps.com/en-us/products/sewage-pumps/residential/260-series | EA | 673 |  | 53514383855 | 41 | LB | 16.25 | 11 | 13.5 | 36 Months | YES
266-0060 | I266 35'Cd/200-208V/1Ph/cCSAus | I266 35'Cd/200-208V/1Ph/cCSAus | https://www.zoellerpumps.com/en-us/products/sewage-pumps/residential/260-series | EA | 666 |  | 53514441562 | 39.5 | LB | 16.25 | 11 | 13.5 | 18 Months | YES
266-0061 | M266 25'Cd/115V/1Ph/cCSAus/CI Impeller | M266 25'Cd/115V/1Ph/cCSAus/CI Impeller | https://www.zoellerpumps.com/en-us/products/sewage-pumps/residential/260-series | EA | 604 |  | 53514449667 | 50 | LB | 16.25 | 11 | 13.5 | 18 Months | YES
267-0001 | M267 115V/1Ph/cCSAus/UL | M267 115V/1Ph/cCSAus/UL | https://www.zoellerpumps.com/en-us/products/sewage-pumps/residential/260-series | EA | 539 | 404.25 | 53514017613 | 47.5 | LB | 16.25 | 11 | 13.5 | 36 Months | YES
267-0002 | N267 115V/1Ph/cCSAus/UL | N267 115V/1Ph/cCSAus/UL | https://www.zoellerpumps.com/en-us/products/sewage-pumps/residential/260-series | EA | 477 | 357.75 | 53514017620 | 47 | LB | 16.25 | 11 | 13.5 | 36 Months | YES
267-0003 | D267 230V/1Ph/cCSAus/UL | D267 230V/1Ph/cCSAus/UL | https://www.zoellerpumps.com/en-us/products/sewage-pumps/residential/260-series | EA | 627 | 470.25 | 53514017637 | 47.5 | LB | 16.25 | 11 | 13.5 | 36 Months | YES
267-0004 | E267 230V/1Ph/UL/cCSAus | E267 230V/1Ph/UL/cCSAus | https://www.zoellerpumps.com/en-us/products/sewage-pumps/residential/260-series | EA | 568 | 426 | 53514017644 | 47 | LB | 16.25 | 11 | 13.5 | 36 Months | YES
267-0006 | M267 25'Cd/115V/1Ph/cCSAus/UL | M267 25'Cd/115V/1Ph/cCSAus/UL | https://www.zoellerpumps.com/en-us/products/sewage-pumps/residential/260-series | EA | 594 | 445.5 | 53514017651 | 49.5 | LB | 16.25 | 11 | 13.5 | 36 Months | YES
267-0008 | M267 15'Cd/115V/1Ph/cCSAus/UL | M267 15'Cd/115V/1Ph/cCSAus/UL | https://www.zoellerpumps.com/en-us/products/sewage-pumps/residential/260-series | EA | 564 | 423 | 53514017675 | 47.5 | LB | 16.25 | 11 | 13.5 | 36 Months | YES
267-0010 | F267 230V/3Ph/UL/cCSAus | F267 230V/3Ph/UL/cCSAus | https://www.zoellerpumps.com/en-us/products/sewage-pumps/residential/260-series | EA | 683 | 512.25 | 53514017682 | 47 | LB | 16.25 | 11 | 13.5 | 36 Months | YES
267-0011 | J267 200-208V/3Ph/UL/cCSAus | J267 200-208V/3Ph/UL/cCSAus | https://www.zoellerpumps.com/en-us/products/sewage-pumps/residential/260-series | EA | 683 | 512.25 | 53514017699 | 47 | LB | 16.25 | 11 | 13.5 | 36 Months | YES
267-0012 | D267 15'Cd/230V/1Ph/cCSAus/UL | D267 15'Cd/230V/1Ph/cCSAus/UL | https://www.zoellerpumps.com/en-us/products/sewage-pumps/residential/260-series | EA | 652 | 489 | 53514017705 | 47.5 | LB | 16.25 | 11 | 13.5 | 36 Months | YES
267-0013 | N267 25'Cd/115V/1Ph/cCSAus/UL | N267 25'Cd/115V/1Ph/cCSAus/UL | https://www.zoellerpumps.com/en-us/products/sewage-pumps/residential/260-series | EA | 532 | 399 | 53514017712 | 49 | LB | 16.25 | 11 | 13.5 | 36 Months | YES
267-0020 | M267 50'Cd/115V/1Ph/cCSAus/UL | M267 50'Cd/115V/1Ph/cCSAus/UL | https://www.zoellerpumps.com/en-us/products/sewage-pumps/residential/260-series | EA | 639 | 479.25 | 53514017736 | 56.5 | LB | 16.25 | 11 | 13.5 | 36 Months | YES
267-0024 | E267 230V/1Ph/cCSAus/UL/No Plug | E267 230V/1Ph/cCSAus/UL/No Plug | https://www.zoellerpumps.com/en-us/products/sewage-pumps/residential/260-series | EA | 568 | 426 | 53514045104 | 47 | LB | 16.25 | 11 | 13.5 | 36 Months | YES
267-0027 | N267 35'Cd/115V/1Ph/cCSAus/UL | N267 35'Cd/115V/1Ph/cCSAus/UL | https://www.zoellerpumps.com/en-us/products/sewage-pumps/residential/260-series | EA | 552 | 414 | 53514017798 | 52 | LB | 16.25 | 11 | 13.5 | 36 Months | YES
267-0029 | M267 35'Cd/115V/1Ph/cCSAus/UL | M267 35'Cd/115V/1Ph/cCSAus/UL | https://www.zoellerpumps.com/en-us/products/sewage-pumps/residential/260-series | EA | 614 | 460.5 | 53514017804 | 52.5 | LB | 16.25 | 11 | 13.5 | 36 Months | YES
267-0030 | M267 115V/1Ph/Extra Duty | M267 115V/1Ph/Extra Duty | https://www.zoellerpumps.com/en-us/products/sewage-pumps/residential/260-series | EA | 584 | 438 | 53514017811 | 47.5 | LB | 16.25 | 11 | 13.5 | 36 Months | YES
267-0031 | E267 50'Cd/230V/1Ph/UL/cCSAus | E267 50'Cd/230V/1Ph/UL/cCSAus | https://www.zoellerpumps.com/en-us/products/sewage-pumps/residential/260-series | EA | 668 | 501 | 53514017828 | 56 | LB | 16.25 | 11 | 13.5 | 36 Months | YES
267-0032 | BN267 115V/1Ph/Pb15'/UL/cCSAus Pump | BN267 115V/1Ph/Pb15'/UL/cCSAus Pump | https://www.zoellerpumps.com/en-us/products/sewage-pumps/residential/260-series | EA | 522 | 391.5 | 53514017835 | 49 | LB | 16.25 | 11 | 13.5 | 36 Months | YES
267-0033 | D267 25'Cd/230V/1Ph/cCSAus/UL | D267 25'Cd/230V/1Ph/cCSAus/UL | https://www.zoellerpumps.com/en-us/products/sewage-pumps/residential/260-series | EA | 682 | 511.5 | 53514017842 | 49.5 | LB | 16.25 | 11 | 13.5 | 36 Months | YES
267-0034 | M267 15'Cd/115V/1Ph/ED | M267 15'Cd/115V/1Ph/ED | https://www.zoellerpumps.com/en-us/products/sewage-pumps/residential/260-series | EA | 609 | 456.75 | 53514017859 | 47.5 | LB | 16.25 | 11 | 13.5 | 36 Months | YES
267-0038 | N267 50'Cd/115V/1Ph/cCSAus/UL | N267 50'Cd/115V/1Ph/cCSAus/UL | https://www.zoellerpumps.com/en-us/products/sewage-pumps/residential/260-series | EA | 577 | 432.75 | 53514017897 | 56 | LB | 16.25 | 11 | 13.5 | 36 Months | YES
267-0039 | E267 25'Cd/230V/1Ph/UL/cCSAus | E267 25'Cd/230V/1Ph/UL/cCSAus | https://www.zoellerpumps.com/en-us/products/sewage-pumps/residential/260-series | EA | 623 | 467.25 | 53514017903 | 49 | LB | 16.25 | 11 | 13.5 | 36 Months | YES
267-0041 | G267 460V/3Ph/cCSAus | G267 460V/3Ph/cCSAus | https://www.zoellerpumps.com/en-us/products/sewage-pumps/residential/260-series | EA | 683 | 512.25 | 53514028411 | 47 | LB | 16.25 | 11 | 13.5 | 36 Months | YES
267-0042 | H267 200-208V/1Ph/cCSAus | H267 200-208V/1Ph/cCSAus | https://www.zoellerpumps.com/en-us/products/sewage-pumps/residential/260-series | EA | 667 | 500.25 | 53514028428 | 47.5 | LB | 16.25 | 11 | 13.5 | 36 Months | YES
267-0043 | I267 200-208V/1Ph/cCSAus | I267 200-208V/1Ph/cCSAus | https://www.zoellerpumps.com/en-us/products/sewage-pumps/residential/260-series | EA | 608 | 456 | 53514028435 | 47 | LB | 16.25 | 11 | 13.5 | 36 Months | YES
267-0046 | D267 50'Cd/230V/1Ph/cCSAus/UL | D267 50'Cd/230V/1Ph/cCSAus/UL | https://www.zoellerpumps.com/en-us/products/sewage-pumps/residential/260-series | EA | 727 | 545.25 | 53514030186 | 56.5 | LB | 16.25 | 11 | 13.5 | 36 Months | YES
267-0049 | E267 230V/1Ph/Extra Duty | E267 230V/1Ph/Extra Duty | https://www.zoellerpumps.com/en-us/products/sewage-pumps/residential/260-series | EA | 613 | 459.75 | 53514036546 | 47 | LB | 16.25 | 11 | 13.5 | 36 Months | YES
267-0050 | M267 115V/1Ph/Ci Imp/cCSAus/UL | M267 115V/1Ph/Ci Imp/cCSAus/UL | https://www.zoellerpumps.com/en-us/products/sewage-pumps/residential/260-series | EA | 569 | 426.75 | 53514040536 | 48.5 | LB | 16.25 | 11 | 13.5 | 36 Months | YES
267-0051 | N267 115V/1Ph/Ci Imp/cCSAus/UL | N267 115V/1Ph/Ci Imp/cCSAus/UL | https://www.zoellerpumps.com/en-us/products/sewage-pumps/residential/260-series | EA | 507 | 380.25 | 53514040543 | 48 | LB | 16.25 | 11 | 13.5 | 36 Months | YES
267-0053 | H267 25'Cd/200-208V/1Ph//cCSAus/CI Imp | H267 25'Cd/200-208V/1Ph//cCSAus/CI Imp | https://www.zoellerpumps.com/en-us/products/sewage-pumps/residential/260-series | EA | 722 | 541.5 | 53514040840 | 49.5 | LB | 16.25 | 11 | 13.5 | 36 Months | YES
267-0054 | BE267 230V/1Ph/15'Pb/UL/cCSAus Pump | BE267 230V/1Ph/15'Pb/UL/cCSAus Pump | https://www.zoellerpumps.com/en-us/products/sewage-pumps/residential/260-series | EA | 608 | 456 | 53514041359 | 49 | LB | 16.25 | 11 | 13.5 | 36 Months | YES
267-0055 | G267 50'Cd/460V/3Ph/cCSAus | G267 50'Cd/460V/3Ph/cCSAus | https://www.zoellerpumps.com/en-us/products/sewage-pumps/residential/260-series | EA | 783 | 587.25 | 53514041656 | 56 | LB | 16.25 | 11 | 13.5 | 36 Months | YES
267-0057 | BN267 115V/1Ph/Pb15'/CI Impeller/UL/cCSAus Pump | BN267 115V/1Ph/Pb15'/CI Impeller/UL/cCSAus Pump | https://www.zoellerpumps.com/en-us/products/sewage-pumps/residential/260-series | EA | 552 | 414 | 53514047825 | 50 | LB | 16.25 | 11 | 13.5 | 36 Months | YES
267-0059 | E267 230V/1Ph/C.I. Imp/UL | E267 230V/1Ph/C.I. Imp/UL | https://www.zoellerpumps.com/en-us/products/sewage-pumps/residential/260-series | EA | 598 | 448.5 | 53514050221 | 48 | LB | 16.25 | 11 | 13.5 | 36 Months | YES
267-0060 | G267 25'Cd/460V/3Ph/cCSAus | G267 25'Cd/460V/3Ph/cCSAus | https://www.zoellerpumps.com/en-us/products/sewage-pumps/residential/260-series | EA | 738 | 553.5 | 53514053765 | 49 | LB | 16.25 | 11 | 13.5 | 36 Months | YES
267-0061 | J267 35'Cd/200-208V/3Ph/UL/cCSAus | J267 35'Cd/200-208V/3Ph/UL/cCSAus | https://www.zoellerpumps.com/en-us/products/sewage-pumps/residential/260-series | EA | 758 | 568.5 | 53514056414 | 52 | LB | 16.25 | 11 | 13.5 | 36 Months | YES
267-0064 | N267 35'Cd/115V/1Ph/Cast Iron Impeller/cCSAus/UL | N267 35'Cd/115V/1Ph/Cast Iron Impeller/cCSAus/UL | https://www.zoellerpumps.com/en-us/products/sewage-pumps/residential/260-series | EA | 582 | 436.5 | 53514065386 | 53 | LB | 16.25 | 11 | 13.5 | 36 Months | YES
267-0066 | I267 25'Cd/200V/1Ph/cCSAus | I267 25'Cd/200V/1Ph/cCSAus | https://www.zoellerpumps.com/en-us/products/sewage-pumps/residential/260-series | EA | 663 | 497.25 | 53514069964 | 47 | LB | 16.25 | 11 | 13.5 | 36 Months | YES
267-0067 | D267 230V/1Ph/CI Imp/cCSAus/UL | D267 230V/1Ph/CI Imp/cCSAus/UL | https://www.zoellerpumps.com/en-us/products/sewage-pumps/residential/260-series | EA | 657 | 492.75 | 53514070410 | 48.5 | LB | 16.25 | 11 | 13.5 | 36 Months | YES
267-0068 | E267 35'Cd/230V/1Ph/UL/cCSAus | E267 35'Cd/230V/1Ph/UL/cCSAus | https://www.zoellerpumps.com/en-us/products/sewage-pumps/residential/260-series | EA | 643 | 482.25 | 53514078225 | 54 | LB | 16.25 | 11 | 13.5 | 36 Months | YES
267-0069 | I267 200-208V/1Ph/cCSAus/CI Imp | I267 200-208V/1Ph/cCSAus/CI Imp | https://www.zoellerpumps.com/en-us/products/sewage-pumps/residential/260-series | EA | 638 | 478.5 | 53514086633 | 47 | LB | 16.25 | 11 | 13.5 | 36 Months | YES
267-0070 | M267 15'Cd/115V/1Ph/Ci Imp/cCSAus/UL | M267 15'Cd/115V/1Ph/Ci Imp/cCSAus/UL | https://www.zoellerpumps.com/en-us/products/sewage-pumps/residential/260-series | EA | 594 | 445.5 | 53514088477 | 48.5 | LB | 16.25 | 11 | 13.5 | 36 Months | YES
267-0072 | H267 200-208V/1Ph/cCSAus/CI Imp | H267 200-208V/1Ph/cCSAus/CI Imp | https://www.zoellerpumps.com/en-us/products/sewage-pumps/residential/260-series | EA | 697 | 522.75 | 53514092115 | 49.5 | LB | 16.25 | 11 | 13.5 | 36 Months | YES
267-0077 | M267 25'Cd/115V/1Ph/Ci Imp/cCSAus/UL | M267 25'Cd/115V/1Ph/Ci Imp/cCSAus/UL | https://www.zoellerpumps.com/en-us/products/sewage-pumps/residential/260-series | EA | 624 | 468 | 53514093273 | 49.5 | LB | 16.25 | 11 | 13.5 | 36 Months | YES
267-0078 | D267 35'Cd/230V/1Ph/cCSAus/UL | D267 35'Cd/230V/1Ph/cCSAus/UL | https://www.zoellerpumps.com/en-us/products/sewage-pumps/residential/260-series | EA | 702 | 526.5 | 53514093280 | 54.5 | LB | 16.25 | 11 | 13.5 | 36 Months | YES
267-0080 | N267 115V/1Ph/Extra Duty | N267 115V/1Ph/Extra Duty | https://www.zoellerpumps.com/en-us/products/sewage-pumps/residential/260-series | EA | 522 | 391.5 | 53514095857 | 47 | LB | 16.25 | 11 | 13.5 | 36 Months | YES
267-0081 | J267 25'Cd/200-208V/3Ph/UL/cCSAus | J267 25'Cd/200-208V/3Ph/UL/cCSAus | https://www.zoellerpumps.com/en-us/products/sewage-pumps/residential/260-series | EA | 738 | 553.5 | 53514096175 | 50 | LB | 16.25 | 11 | 13.5 | 36 Months | YES
267-0084 | N267 50'Cd/115V/1Ph/Ci Imp/cCSAus/UL | N267 50'Cd/115V/1Ph/Ci Imp/cCSAus/UL | https://www.zoellerpumps.com/en-us/products/sewage-pumps/residential/260-series | EA | 607 | 455.25 | 53514106409 | 56 | LB | 16.25 | 11 | 13.5 | 36 Months | YES
267-0085 | F267 25'Cd/230V/3Ph/UL/cCSAus | F267 25'Cd/230V/3Ph/UL/cCSAus | https://www.zoellerpumps.com/en-us/products/sewage-pumps/residential/260-series | EA | 758 | 568.5 | 53514113018 | 47 | LB | 16.25 | 11 | 13.5 | 36 Months | YES
267-0087 | M267 50'Cd/115V/1Ph/Ci Imp/cCSAus/UL | M267 50'Cd/115V/1Ph/Ci Imp/cCSAus/UL | https://www.zoellerpumps.com/en-us/products/sewage-pumps/residential/260-series | EA | 669 | 501.75 | 53514123130 | 56.5 | LB | 16.25 | 11 | 13.5 | 36 Months | YES
267-0088 | BE267 35'Cd/230V/1Ph/35'Pb/UL/cCSAus | BE267 35'Cd/230V/1Ph/35'Pb/UL/cCSAus | https://www.zoellerpumps.com/en-us/products/sewage-pumps/residential/260-series | EA | 683 | 512.25 | 53514141349 | 54 | LB | 16.25 | 11 | 13.5 | 36 Months | YES
267-0089 | J267 200-208V/3Ph/ED | J267 200-208V/3Ph/ED | https://www.zoellerpumps.com/en-us/products/sewage-pumps/residential/260-series | EA | 728 | 546 | 53514142162 | 47 | LB | 16.25 | 11 | 13.5 | 36 Months | YES
267-0090 | H267 50'Cd/200-208V/1Ph/cCSAus | H267 50'Cd/200-208V/1Ph/cCSAus | https://www.zoellerpumps.com/en-us/products/sewage-pumps/residential/260-series | EA | 767 | 575.25 | 53514154486 | 49 | LB | 16.25 | 11 | 13.5 | 36 Months | YES
267-0095 | I267 50'Cd/200-208V/1Ph/cCSAus | I267 50'Cd/200-208V/1Ph/cCSAus | https://www.zoellerpumps.com/en-us/products/sewage-pumps/residential/260-series | EA | 708 | 531 | 53514165017 | 48 | LB | 16.25 | 11 | 13.5 | 36 Months | YES
267-0096 | E267 25'Cd/230V/1Ph/C.I. Imp/UL/cCSAus | E267 25'Cd/230V/1Ph/C.I. Imp/UL/cCSAus | https://www.zoellerpumps.com/en-us/products/sewage-pumps/residential/260-series | EA | 653 | 489.75 | 53514175115 | 49 | LB | 16.25 | 11 | 13.5 | 36 Months | YES
267-0097 | G267 35'Cd/460V/3Ph/cCSAus | G267 35'Cd/460V/3Ph/cCSAus | https://www.zoellerpumps.com/en-us/products/sewage-pumps/residential/260-series | EA | 758 | 568.5 | 53514178437 | 54 | LB | 16.25 | 11 | 13.5 | 36 Months | YES
267-0098 | I267 35'Cd/200-208V/1Ph/cCSAus | I267 35'Cd/200-208V/1Ph/cCSAus | https://www.zoellerpumps.com/en-us/products/sewage-pumps/residential/260-series | EA | 683 | 512.25 | 53514194826 | 46 | LB | 16.25 | 11 | 13.5 | 36 Months | YES
267-0099 | M267 35'Cd/115V/1Ph/Ci Imp/cCSAus/UL | M267 35'Cd/115V/1Ph/Ci Imp/cCSAus/UL | https://www.zoellerpumps.com/en-us/products/sewage-pumps/residential/260-series | EA | 644 | 483 | 53514195755 | 50 | LB | 16.25 | 11 | 13.5 | 36 Months | YES
267-0101 | N267 25'Cd/115V/1Ph/Ci Imp/cCSAus/UL | N267 25'Cd/115V/1Ph/Ci Imp/cCSAus/UL | https://www.zoellerpumps.com/en-us/products/sewage-pumps/residential/260-series | EA | 562 | 421.5 | 53514210588 | 55 | LB | 16.25 | 11 | 13.5 | 36 Months | YES
267-0102 | E267 25' Cord/230V/1Ph/Extra Duty | E267 25' Cord/230V/1Ph/Extra Duty | https://www.zoellerpumps.com/en-us/products/sewage-pumps/residential/260-series | EA | 668 | 501 | 53514228293 | 47 | LB | 16.25 | 11 | 13.5 | 36 Months | YES
267-0103 | J267 50'Cd/200-208V/3Ph/UL/cCSAus | J267 50'Cd/200-208V/3Ph/UL/cCSAus | https://www.zoellerpumps.com/en-us/products/sewage-pumps/residential/260-series | EA | 783 | 587.25 | 53514230159 | 52 | LB | 16.25 | 11 | 13.5 | 36 Months | YES
267-0104 | E267 35'Cd/230V/1Ph/C.I. Imp/UL/cCSAus | E267 35'Cd/230V/1Ph/C.I. Imp/UL/cCSAus | https://www.zoellerpumps.com/en-us/products/sewage-pumps/residential/260-series | EA | 673 | 504.75 | 53514232795 | 49 | LB | 16.25 | 11 | 13.5 | 36 Months | YES
267-0107 | F267 35'Cd/230V/3Ph/UL/cCSAus | F267 35'Cd/230V/3Ph/UL/cCSAus | https://www.zoellerpumps.com/en-us/products/sewage-pumps/residential/260-series | EA | 758 | 568.5 | 53514268398 | 48 | LB | 16.25 | 11 | 13.5 | 36 Months | YES
267-0108 | F267 230V/3Ph/Extra Duty | F267 230V/3Ph/Extra Duty | https://www.zoellerpumps.com/en-us/products/sewage-pumps/residential/260-series | EA | 728 | 546 | 53514296308 | 47 | LB | 16.25 | 11 | 13.5 | 36 Months | YES
267-0109 | N267 115V/1Ph/CI-Imp/Extra Duty | N267 115V/1Ph/CI-Imp/Extra Duty | https://www.zoellerpumps.com/en-us/products/sewage-pumps/residential/260-series | EA | 552 | 414 | 53514296322 | 47 | LB | 16.25 | 11 | 13.5 | 36 Months | YES
267-0110 | G267 25'Cd/460V/3Ph/ED | G267 25'Cd/460V/3Ph/ED | https://www.zoellerpumps.com/en-us/products/sewage-pumps/residential/260-series | EA | 783 | 587.25 | 53514296872 | 49 | LB | 16.25 | 11 | 13.5 | 36 Months | YES
267-0111 | D267 25'Cd/230V/1Ph/cCSAus/UL/CI Impeller | D267 25'Cd/230V/1Ph/cCSAus/UL/CI Impeller | https://www.zoellerpumps.com/en-us/products/sewage-pumps/residential/260-series | EA | 712 | 534 | 53514313654 | 49.5 | LB | 16.25 | 11 | 13.5 | 36 Months | YES
267-0117 | F267 50'Cd/230V/3Ph/UL/cCSAus | F267 50'Cd/230V/3Ph/UL/cCSAus | https://www.zoellerpumps.com/en-us/products/sewage-pumps/residential/260-series | EA | 783 | 587.25 | 53514327422 | 48 | LB | 16.25 | 11 | 13.5 | 36 Months | YES
267-0120 | H267 35'Cd/200-208V/1Ph/cCSAus | H267 35'Cd/200-208V/1Ph/cCSAus | https://www.zoellerpumps.com/en-us/products/sewage-pumps/residential/260-series | EA | 742 | 556.5 | 53514407759 | 49 | LB | 16.25 | 11 | 13.5 | 36 Months | YES
270-0002 | N270 115V/1Ph/cCSAus | N270 115V/1Ph/cCSAus | https://www.zoellerpumps.com/en-us/products/sewage-pumps/commercial/270-series | EA | 793 |  | 53514057817 | 48 | LB | 16.5 | 11 | 13.75 | 18 Months | YES
270-0004 | E270 230V/1Ph/cCSAus | E270 230V/1Ph/cCSAus | https://www.zoellerpumps.com/en-us/products/sewage-pumps/commercial/270-series | EA | 863 |  | 53514062132 | 48 | LB | 16.5 | 11 | 13.75 | 18 Months | YES
270-0005 | BN270 115V/1Ph/Pb20'/cCSAus | BN270 115V/1Ph/Pb20'/cCSAus | https://www.zoellerpumps.com/en-us/products/sewage-pumps/commercial/270-series | EA | 858 |  | 53514062378 | 51 | LB | 16.5 | 11 | 13.75 | 18 Months | YES
270-0006 | BE270 230V/1Ph/Pb20'/cCSAus | BE270 230V/1Ph/Pb20'/cCSAus | https://www.zoellerpumps.com/en-us/products/sewage-pumps/commercial/270-series | EA | 899 |  | 53514062385 | 51 | LB | 16.5 | 11 | 13.75 | 18 Months | YES
270-0009 | E270 25'Cd/230V/1Ph/cCSAus | E270 25'Cd/230V/1Ph/cCSAus | https://www.zoellerpumps.com/en-us/products/sewage-pumps/commercial/270-series | EA | 918 |  | 53514083656 | 51 | LB | 16.5 | 11 | 13.75 | 18 Months | YES
270-0016 | E270 50'Cd/230V/1Ph/cCSAus | E270 50'Cd/230V/1Ph/cCSAus | https://www.zoellerpumps.com/en-us/products/sewage-pumps/commercial/270-series | EA | 963 |  | 53514100711 | 51 | LB | 16.5 | 11 | 13.75 | 18 Months | YES
270-0019 | N270 25'Cd/115V/1Ph/cCSAus | N270 25'Cd/115V/1Ph/cCSAus | https://www.zoellerpumps.com/en-us/products/sewage-pumps/commercial/270-series | EA | 848 |  | 53514115005 | 51 | LB | 16.5 | 11 | 13.75 | 18 Months | YES
270-0020 | BN270 35'Cd/115V/1Ph/Pb20'/cCSAus | BN270 35'Cd/115V/1Ph/Pb20'/cCSAus | https://www.zoellerpumps.com/en-us/products/sewage-pumps/commercial/270-series | EA | 858 |  | 53514189150 | 51 | LB | 16.5 | 11 | 13.75 | 18 Months | YES
270-0021 | N270 35'Cd/115V/1Ph/cCSAus | N270 35'Cd/115V/1Ph/cCSAus | https://www.zoellerpumps.com/en-us/products/sewage-pumps/commercial/270-series | EA | 868 |  | 53514191504 | 51 | LB | 16.5 | 11 | 13.75 | 18 Months | YES
270-0022 | E270 35'Cd/230V/1Ph/cCSAus | E270 35'Cd/230V/1Ph/cCSAus | https://www.zoellerpumps.com/en-us/products/sewage-pumps/commercial/270-series | EA | 938 |  | 53514211349 | 51 | LB | 16.5 | 11 | 13.75 | 18 Months | YES
270-0032 | E270 230V/1Ph/cCSAus/Bronze Impeller | E270 230V/1Ph/cCSAus/Bronze Impeller | https://www.zoellerpumps.com/en-us/products/sewage-pumps/commercial/270-series | EA | 1013 |  | 53514440374 | 48 | LB | 16.5 | 11 | 13.75 | 18 Months | YES
270-0033 | N270 115V/1Ph/cCSAus/Bronze Impeller | N270 115V/1Ph/cCSAus/Bronze Impeller | https://www.zoellerpumps.com/en-us/products/sewage-pumps/commercial/270-series | EA | 943 |  | 53514458683 | 49 | LB | 16.5 | 11 | 13.75 | 18 Months | YES
282-0001 | M282 2F/115V/1Ph/cCSAus/UL | M282 2F/115V/1Ph/cCSAus/UL | https://www.zoellerpumps.com/en-us/products/sewage-pumps/commercial/280-series | EA | 1007 |  | 53514018344 | 82 | LB | 21.25 | 11.75 | 14.75 | 18 Months | YES
282-0002 | N282 2F/115V/1Ph/cCSAus/UL | N282 2F/115V/1Ph/cCSAus/UL | https://www.zoellerpumps.com/en-us/products/sewage-pumps/commercial/280-series | EA | 926 |  | 53514018351 | 81 | LB | 21.25 | 11.75 | 14.75 | 18 Months | YES
282-0003 | D282 2F/230V/1Ph/cCSAus/UL | D282 2F/230V/1Ph/cCSAus/UL | https://www.zoellerpumps.com/en-us/products/sewage-pumps/commercial/280-series | EA | 1101 |  | 53514018368 | 82 | LB | 21.25 | 11.75 | 14.75 | 18 Months | YES
282-0004 | E282 2F/230V/1Ph/cCSAus/UL | E282 2F/230V/1Ph/cCSAus/UL | https://www.zoellerpumps.com/en-us/products/sewage-pumps/commercial/280-series | EA | 982 |  | 53514018375 | 80 | LB | 21.25 | 11.75 | 14.75 | 18 Months | YES
282-0006 | J282 2F/200-208V/3Ph/cCSAus/UL | J282 2F/200-208V/3Ph/cCSAus/UL | https://www.zoellerpumps.com/en-us/products/sewage-pumps/commercial/280-series | EA | 1097 |  | 53514018382 | 81 | LB | 21.25 | 11.75 | 14.75 | 18 Months | YES
282-0011 | N282 2F/25'Cd/115V/1Ph/cCSAus/UL | N282 2F/25'Cd/115V/1Ph/cCSAus/UL | https://www.zoellerpumps.com/en-us/products/sewage-pumps/commercial/280-series | EA | 1026 |  | 53514018412 | 83 | LB | 21.25 | 11.75 | 14.75 | 18 Months | YES
282-0012 | M282 2F/15'Cd/115V/1Ph/cCSAus/UL | M282 2F/15'Cd/115V/1Ph/cCSAus/UL | https://www.zoellerpumps.com/en-us/products/sewage-pumps/commercial/280-series | EA | 1023 |  | 53514018429 | 82 | LB | 21.25 | 11.75 | 14.75 | 18 Months | YES
282-0013 | F282 2F/230V/3Ph/cCSAus/UL | F282 2F/230V/3Ph/cCSAus/UL | https://www.zoellerpumps.com/en-us/products/sewage-pumps/commercial/280-series | EA | 1097 |  | 53514018436 | 81 | LB | 21.25 | 11.75 | 14.75 | 18 Months | YES
282-0014 | D282 2F/35'Cd/230V/1Ph/cCSAus/UL | D282 2F/35'Cd/230V/1Ph/cCSAus/UL | https://www.zoellerpumps.com/en-us/products/sewage-pumps/commercial/280-series | EA | 1211 |  | 53514018443 | 87 | LB | 21.25 | 11.75 | 14.75 | 18 Months | YES
282-0015 | M282 2F/25'Cd/115V/1Ph/cCSAus/UL | M282 2F/25'Cd/115V/1Ph/cCSAus/UL | https://www.zoellerpumps.com/en-us/products/sewage-pumps/commercial/280-series | EA | 1107 |  | 53514018450 | 84 | LB | 21.25 | 11.75 | 14.75 | 18 Months | YES
282-0016 | M282 2F/35'Cd/115V/1Ph/cCSAus/UL | M282 2F/35'Cd/115V/1Ph/cCSAus/UL | https://www.zoellerpumps.com/en-us/products/sewage-pumps/commercial/280-series | EA | 1117 |  | 53514018467 | 87 | LB | 21.25 | 11.75 | 14.75 | 18 Months | YES
282-0018 | E282 2F/25'Cd/230V/1Ph/cCSAus/UL | E282 2F/25'Cd/230V/1Ph/cCSAus/UL | https://www.zoellerpumps.com/en-us/products/sewage-pumps/commercial/280-series | EA | 1082 |  | 53514018481 | 83 | LB | 21.25 | 11.75 | 14.75 | 18 Months | YES
282-0021 | M282 2F/50'Cd/115V/1Ph/cCSAus/UL | M282 2F/50'Cd/115V/1Ph/cCSAus/UL | https://www.zoellerpumps.com/en-us/products/sewage-pumps/commercial/280-series | EA | 1147 |  | 53514018511 | 91 | LB | 21.25 | 11.75 | 14.75 | 18 Months | YES
282-0024 | G282 2F/460V/3Ph/cCSAus/UL | G282 2F/460V/3Ph/cCSAus/UL | https://www.zoellerpumps.com/en-us/products/sewage-pumps/commercial/280-series | EA | 1097 |  | 53514018542 | 81 | LB | 21.25 | 11.75 | 14.75 | 18 Months | YES
282-0025 | I282 2F/200-208V/1Ph/cCSAus | I282 2F/200-208V/1Ph/cCSAus | https://www.zoellerpumps.com/en-us/products/sewage-pumps/commercial/280-series | EA | 1022 |  | 53514018559 | 81 | LB | 21.25 | 11.75 | 14.75 | 18 Months | YES
282-0026 | E282 2F/50'Cd/230V/1Ph/cCSAus/UL | E282 2F/50'Cd/230V/1Ph/cCSAus/UL | https://www.zoellerpumps.com/en-us/products/sewage-pumps/commercial/280-series | EA | 1122 |  | 53514018566 | 90 | LB | 21.25 | 11.75 | 14.75 | 18 Months | YES
282-0027 | I282 2F/25'Cd/200-208V/1Ph/cCSAus | I282 2F/25'Cd/200-208V/1Ph/cCSAus | https://www.zoellerpumps.com/en-us/products/sewage-pumps/commercial/280-series | EA | 1122 |  | 53514018573 | 83 | LB | 21.25 | 11.75 | 14.75 | 18 Months | YES
282-0028 | J282 2F/25'Cd/200-208V/3Ph/cCSAus/UL | J282 2F/25'Cd/200-208V/3Ph/cCSAus/UL | https://www.zoellerpumps.com/en-us/products/sewage-pumps/commercial/280-series | EA | 1197 |  | 53514028565 | 83 | LB | 21.25 | 11.75 | 14.75 | 18 Months | YES
282-0029 | D282 2F/25'Cd/230V/1Ph/cCSAus/UL | D282 2F/25'Cd/230V/1Ph/cCSAus/UL | https://www.zoellerpumps.com/en-us/products/sewage-pumps/commercial/280-series | EA | 1201 |  | 53514029081 | 84 | LB | 21.25 | 11.75 | 14.75 | 18 Months | YES
282-0031 | G282 2F/50'Cd/460V/3Ph/cCSAus/UL | G282 2F/50'Cd/460V/3Ph/cCSAus/UL | https://www.zoellerpumps.com/en-us/products/sewage-pumps/commercial/280-series | EA | 1237 |  | 53514030582 | 91 | LB | 21.25 | 11.75 | 14.75 | 18 Months | YES
282-0032 | H282 2F/200-208V/1Ph/cCSAus | H282 2F/200-208V/1Ph/cCSAus | https://www.zoellerpumps.com/en-us/products/sewage-pumps/commercial/280-series | EA | 1141 |  | 53514032517 | 82 | LB | 21.25 | 11.75 | 14.75 | 18 Months | YES
282-0033 | E282 2F/230V/1Ph/cCSAus/Wo Plug | E282 2F/230V/1Ph/cCSAus/Wo Plug | https://www.zoellerpumps.com/en-us/products/sewage-pumps/commercial/280-series | EA | 982 |  | 53514040871 | 81 | LB | 21.25 | 11.75 | 14.75 | 18 Months | YES
282-0034 | BN282 2F/115V/1Ph/Pb15'/UL/cCSAus/Pump | BN282 2F/115V/1Ph/Pb15'/UL/cCSAus/Pump | https://www.zoellerpumps.com/en-us/products/sewage-pumps/commercial/280-series | EA | 980 |  | 53514040949 | 83 | LB | 21.25 | 11.75 | 14.75 | 18 Months | YES
282-0036 | N282 2F/35'Cd/115V/1Ph/cCSAus/UL | N282 2F/35'Cd/115V/1Ph/cCSAus/UL | https://www.zoellerpumps.com/en-us/products/sewage-pumps/commercial/280-series | EA | 1036 |  | 53514052652 | 86 | LB | 21.25 | 11.75 | 14.75 | 18 Months | YES
282-0037 | I282 2F/35'Cd/200-208V/1Ph/cCSAus | I282 2F/35'Cd/200-208V/1Ph/cCSAus | https://www.zoellerpumps.com/en-us/products/sewage-pumps/commercial/280-series | EA | 1132 |  | 53514055097 | 85 | LB | 21.25 | 11.75 | 14.75 | 18 Months | YES
282-0038 | G282 2F/25'Cd/460V/3Ph/cCSAus/UL | G282 2F/25'Cd/460V/3Ph/cCSAus/UL | https://www.zoellerpumps.com/en-us/products/sewage-pumps/commercial/280-series | EA | 1197 |  | 53514059194 | 84 | LB | 21.25 | 11.75 | 14.75 | 18 Months | YES
282-0040 | G282 2F/35'Cd/460V/3Ph/cCSAus/UL | G282 2F/35'Cd/460V/3Ph/cCSAus/UL | https://www.zoellerpumps.com/en-us/products/sewage-pumps/commercial/280-series | EA | 1207 |  | 53514062903 | 87 | LB | 21.25 | 11.75 | 14.75 | 18 Months | YES
282-0043 | E282 2F/35'Cd/230V/1Ph/cCSAus/UL | E282 2F/35'Cd/230V/1Ph/cCSAus/UL | https://www.zoellerpumps.com/en-us/products/sewage-pumps/commercial/280-series | EA | 1092 |  | 53514066550 | 86 | LB | 21.25 | 11.75 | 14.75 | 18 Months | YES
282-0044 | J282 2F/35'Cd/200-208V/3Ph/cCSAus/UL | J282 2F/35'Cd/200-208V/3Ph/cCSAus/UL | https://www.zoellerpumps.com/en-us/products/sewage-pumps/commercial/280-series | EA | 1207 |  | 53514080310 | 83 | LB | 21.25 | 11.75 | 14.75 | 18 Months | YES
282-0045 | I282 2F/50'Cd/200-208V/1Ph/cCSAus | I282 2F/50'Cd/200-208V/1Ph/cCSAus | https://www.zoellerpumps.com/en-us/products/sewage-pumps/commercial/280-series | EA | 1162 |  | 53514094829 | 85 | LB | 21.25 | 11.75 | 14.75 | 18 Months | YES
282-0049 | NX282 2F/115V/1Ph/Ex Pr/FM/CSA | NX282 2F/115V/1Ph/Ex Pr/FM/CSA | https://www.zoellerpumps.com/en-us/products/sewage-pumps/commercial/280-series | EA | 2109 |  | 53514108540 | 127 | LB | 32 | 12 | 15 | 18 Months | NO
282-0050 | IX282 2F/200-208V/1Ph/Ex Pr/FM/CSA | IX282 2F/200-208V/1Ph/Ex Pr/FM/CSA | https://www.zoellerpumps.com/en-us/products/sewage-pumps/commercial/280-series | EA | 2193 |  | 53514108557 | 127 | LB | 32 | 12 | 15 | 18 Months | NO
282-0051 | EX282 2F/230V/1Ph/Ex Pr/FM/CSA | EX282 2F/230V/1Ph/Ex Pr/FM/CSA | https://www.zoellerpumps.com/en-us/products/sewage-pumps/commercial/280-series | EA | 2153 |  | 53514108564 | 127 | LB | 32 | 12 | 15 | 18 Months | NO
282-0052 | JX282 2F/200-208V/3Ph/Ex Pr/FM/CSA | JX282 2F/200-208V/3Ph/Ex Pr/FM/CSA | https://www.zoellerpumps.com/en-us/products/sewage-pumps/commercial/280-series | EA | 2268 |  | 53514108571 | 127 | LB | 32 | 12 | 15 | 18 Months | NO
282-0053 | FX282 2F/230V/3Ph/Ex Pr/FM/CSA | FX282 2F/230V/3Ph/Ex Pr/FM/CSA | https://www.zoellerpumps.com/en-us/products/sewage-pumps/commercial/280-series | EA | 2268 |  | 53514108588 | 127 | LB | 32 | 12 | 15 | 18 Months | NO
282-0055 | F282 2F/25'Cd/230V/3Ph/cCSAus/UL | F282 2F/25'Cd/230V/3Ph/cCSAus/UL | https://www.zoellerpumps.com/en-us/products/sewage-pumps/commercial/280-series | EA | 1197 |  | 53514115838 | 81 | LB | 21.25 | 11.75 | 14.75 | 18 Months | YES
282-0056 | CF282 2F/230V/3Ph/UL/Auto | CF282 2F/230V/3Ph/UL/Auto | https://www.zoellerpumps.com/en-us/products/sewage-pumps/commercial/280-series | EA | 1610 |  | 53514117030 | 81 | LB | 21.25 | 11.75 | 14.75 | 18 Months | YES
282-0057 | NX282 2F/35'Cd/115V/1Ph/Ex Pr/FM/CSA | NX282 2F/35'Cd/115V/1Ph/Ex Pr/FM/CSA | https://www.zoellerpumps.com/en-us/products/sewage-pumps/commercial/280-series | EA | 2219 |  | 53514120498 | 127 | LB | 32 | 12 | 15 | 18 Months | NO
282-0058 | NX282 2F/50'Cd/115V/1Ph/Ex Pr/FM/CSA | NX282 2F/50'Cd/115V/1Ph/Ex Pr/FM/CSA | https://www.zoellerpumps.com/en-us/products/sewage-pumps/commercial/280-series | EA | 2249 |  | 53514124816 | 127 | LB | 32 | 12 | 15 | 18 Months | NO
282-0059 | H282 2F/25'Cd/200-208V/1Ph/cCSAus | H282 2F/25'Cd/200-208V/1Ph/cCSAus | https://www.zoellerpumps.com/en-us/products/sewage-pumps/commercial/280-series | EA | 1241 |  | 53514127183 | 85 | LB | 21.25 | 11.75 | 14.75 | 18 Months | YES
282-0061 | GX282 2F/35'Cd/460V/3Ph/Ex Pr/FM/CSA | GX282 2F/35'Cd/460V/3Ph/Ex Pr/FM/CSA | https://www.zoellerpumps.com/en-us/products/sewage-pumps/commercial/280-series | EA | 2378 |  | 53514135140 | 127 | LB | 32 | 12 | 15 | 18 Months | NO
282-0062 | N282 2F/50'Cd/115V/1Ph/cCSAus/UL | N282 2F/50'Cd/115V/1Ph/cCSAus/UL | https://www.zoellerpumps.com/en-us/products/sewage-pumps/commercial/280-series | EA | 1066 |  | 53514137427 | 92 | LB | 21.25 | 11.75 | 14.75 | 18 Months | YES
282-0063 | NX282 2F/25'Cd/115V/1Ph/Ex Pr/FM/CSA | NX282 2F/25'Cd/115V/1Ph/Ex Pr/FM/CSA | https://www.zoellerpumps.com/en-us/products/sewage-pumps/commercial/280-series | EA | 2209 |  | 53514143220 | 127 | LB | 32 | 12 | 15 | 18 Months | NO
282-0066 | JX282 2F/50'Cd/200-208V/Ex Pr/FM/CSA | JX282 2F/50'Cd/200-208V/Ex Pr/FM/CSA | https://www.zoellerpumps.com/en-us/products/sewage-pumps/commercial/280-series | EA | 2408 |  | 53514170271 | 129 | LB | 32 | 12 | 15 | 18 Months | NO
282-0067 | J282 2F/50'Cd/200-208V/3Ph/cCSAus/UL | J282 2F/50'Cd/200-208V/3Ph/cCSAus/UL | https://www.zoellerpumps.com/en-us/products/sewage-pumps/commercial/280-series | EA | 1237 |  | 53514173548 | 85 | LB | 21.25 | 11.75 | 14.75 | 18 Months | YES
282-0068 | JX282 2F/35'Cd/200-208V/Ex Pr/FM/CSA | JX282 2F/35'Cd/200-208V/Ex Pr/FM/CSA | https://www.zoellerpumps.com/en-us/products/sewage-pumps/commercial/280-series | EA | 2378 |  | 53514174538 | 127 | LB | 32 | 12 | 15 | 18 Months | NO
282-0069 | IX282 2F/50'Cd/200-208V/1Ph/Ex Pr/FM/CSA | IX282 2F/50'Cd/200-208V/1Ph/Ex Pr/FM/CSA | https://www.zoellerpumps.com/en-us/products/sewage-pumps/commercial/280-series | EA | 2333 |  | 53514197582 | 134 | LB | 32 | 12 | 15 | 18 Months | NO
282-0070 | MX282 2F/115V/1Ph/Ex Pr/FM/CSA | MX282 2F/115V/1Ph/Ex Pr/FM/CSA | https://www.zoellerpumps.com/en-us/products/sewage-pumps/commercial/280-series | EA | 3247 |  | 53514236502 | 119 | LB | 32 | 12 | 15 | 18 Months | NO
282-0071 | DX282 2F/230V/1Ph/Ex Pr/FM/CSA | DX282 2F/230V/1Ph/Ex Pr/FM/CSA | https://www.zoellerpumps.com/en-us/products/sewage-pumps/commercial/280-series | EA | 3252 |  | 53514236526 | 119 | LB | 32 | 12 | 15 | 18 Months | NO
282-0072 | HX282 2F/200-208V/1Ph/Ex Pr/FM/CSA | HX282 2F/200-208V/1Ph/Ex Pr/FM/CSA | https://www.zoellerpumps.com/en-us/products/sewage-pumps/commercial/280-series | EA | 3292 |  | 53514236540 | 119 | LB | 32 | 12 | 15 | 18 Months | NO
282-0075 | EX282 2F/50'Cd/230V/1Ph/Ex Pr/FM/CSA | EX282 2F/50'Cd/230V/1Ph/Ex Pr/FM/CSA | https://www.zoellerpumps.com/en-us/products/sewage-pumps/commercial/280-series | EA | 2293 |  | 53514265106 | 127 | LB | 32 | 12 | 15 | 18 Months | NO
282-0076 | JX282 2F/25'Cd/200-208V/Ex Pr/FM/CSA | JX282 2F/25'Cd/200-208V/Ex Pr/FM/CSA | https://www.zoellerpumps.com/en-us/products/sewage-pumps/commercial/280-series | EA | 2368 |  | 53514266479 | 127 | LB | 32 | 12 | 15 | 18 Months | NO
282-0078 | GX282 2F/50'Cd/460V/3Ph/Ex Pr/FM/CSA | GX282 2F/50'Cd/460V/3Ph/Ex Pr/FM/CSA | https://www.zoellerpumps.com/en-us/products/sewage-pumps/commercial/280-series | EA | 2408 |  | 53514279370 | 128 | LB | 32 | 12 | 15 | 18 Months | NO
282-0080 | MX282 2F/35'Cd/115V/1Ph/Ex Pr/FM/CSA | MX282 2F/35'Cd/115V/1Ph/Ex Pr/FM/CSA | https://www.zoellerpumps.com/en-us/products/sewage-pumps/commercial/280-series | EA | 3357 |  | 53514284169 | 119 | LB | 32 | 12 | 15 | 18 Months | NO
282-0081 | D282 2F/15'Cd/230V/1Ph/cCSAus/UL | D282 2F/15'Cd/230V/1Ph/cCSAus/UL | https://www.zoellerpumps.com/en-us/products/sewage-pumps/commercial/280-series | EA | 1117 |  | 53514293338 | 82 | LB | 21.25 | 11.75 | 14.75 | 18 Months | YES
282-0082 | FX282 2F/50'Cd/230V/3Ph/Ex Pr/FM/CSA | FX282 2F/50'Cd/230V/3Ph/Ex Pr/FM/CSA | https://www.zoellerpumps.com/en-us/products/sewage-pumps/commercial/280-series | EA | 2408 |  | 53514296698 | 129 | LB | 32 | 12 | 15 | 18 Months | NO
282-0089 | MX282 2F/50'Cd/115V/1Ph/Ex Pr/FM/CSA | MX282 2F/50'Cd/115V/1Ph/Ex Pr/FM/CSA | https://www.zoellerpumps.com/en-us/products/sewage-pumps/commercial/280-series | EA | 3387 |  | 53514316907 | 119 | LB | 32 | 12 | 15 | 18 Months | NO
282-0091 | MX282 2F/25'Cd/115V/1Ph/Ex Pr/FM/CSA | MX282 2F/25'Cd/115V/1Ph/Ex Pr/FM/CSA | https://www.zoellerpumps.com/en-us/products/sewage-pumps/commercial/280-series | EA | 3347 |  | 53514323349 | 119 | LB | 32 | 12 | 15 | 18 Months | NO
282-0093 | EX282 2F/25'Cd/230V/1Ph/Ex Pr/FM/CSA | EX282 2F/25'Cd/230V/1Ph/Ex Pr/FM/CSA | https://www.zoellerpumps.com/en-us/products/sewage-pumps/commercial/280-series | EA | 2253 |  | 53514330095 | 127 | LB | 32 | 12 | 15 | 18 Months | NO
282-0094 | HX282 2F/50'Cd/200-208V/1Ph/Ex Pr/FM/CSA | HX282 2F/50'Cd/200-208V/1Ph/Ex Pr/FM/CSA | https://www.zoellerpumps.com/en-us/products/sewage-pumps/commercial/280-series | EA | 3432 |  | 53514342982 | 121 | LB | 32 | 12 | 15 | 18 Months | NO
282-0096 | DX282 2F/50'Cd/230V/1Ph/Ex Pr/FM/CSA | DX282 2F/50'Cd/230V/1Ph/Ex Pr/FM/CSA | https://www.zoellerpumps.com/en-us/products/sewage-pumps/commercial/280-series | EA | 3392 |  | 53514360672 | 119 | LB | 32 | 12 | 15 | 18 Months | NO
282-0101 | EX282 2F/35'Cd/230V/1Ph/Ex Pr/FM/CSA | EX282 2F/35'Cd/230V/1Ph/Ex Pr/FM/CSA | https://www.zoellerpumps.com/en-us/products/sewage-pumps/commercial/280-series | EA | 2263 |  | 53514381493 | 127 | LB | 32 | 12 | 15 | 18 Months | NO
282-0102 | BE282 2F/15'Cd/230V/1Ph/Pb15'/cCSAus/UL | BE282 2F/15'Cd/230V/1Ph/Pb15'/cCSAus/UL | https://www.zoellerpumps.com/en-us/products/sewage-pumps/commercial/280-series | EA | 1042 |  | 53514392703 | 83 | LB | 21.25 | 11.75 | 14.75 | 18 Months | YES
282-0104 | F282 2F/50'Cd/230V/3Ph/cCSAus/UL | F282 2F/50'Cd/230V/3Ph/cCSAus/UL | https://www.zoellerpumps.com/en-us/products/sewage-pumps/commercial/280-series | EA | 1237 |  | 53514412869 | 81 | LB | 21.25 | 11.75 | 14.75 | 18 Months | YES
282-0106 | FX282 2F/35'Cd/230V/3Ph/Ex Pr/FM/CSA | FX282 2F/35'Cd/230V/3Ph/Ex Pr/FM/CSA | https://www.zoellerpumps.com/en-us/products/sewage-pumps/commercial/280-series | EA | 2378 |  | 53514419202 | 129 | LB | 32 | 12 | 15 | 18 Months | NO
282-0114 | HX282 2F/35'Cd/200-208V/1Ph/Ex Pr | HX282 2F/35'Cd/200-208V/1Ph/Ex Pr | https://www.zoellerpumps.com/en-us/products/sewage-pumps/commercial/280-series | EA | 3402 |  | 53514471545 | 121 | LB | 32 | 12 | 15 | 18 Months | NO
284-0003 | D284 2F/230V/1Ph/cCSAus/UL | D284 2F/230V/1Ph/cCSAus/UL | https://www.zoellerpumps.com/en-us/products/sewage-pumps/commercial/280-series | EA | 1236 |  | 53514018580 | 85 | LB | 21.25 | 11.75 | 14.75 | 18 Months | YES
284-0004 | E284 2F/230V/1Ph/cCSAus/UL | E284 2F/230V/1Ph/cCSAus/UL | https://www.zoellerpumps.com/en-us/products/sewage-pumps/commercial/280-series | EA | 1131 |  | 53514018597 | 84 | LB | 21.25 | 11.75 | 14.75 | 18 Months | YES
284-0006 | G284 2F/460V/3Ph/cCSAus/UL | G284 2F/460V/3Ph/cCSAus/UL | https://www.zoellerpumps.com/en-us/products/sewage-pumps/commercial/280-series | EA | 1246 |  | 53514018603 | 84 | LB | 21.25 | 11.75 | 14.75 | 18 Months | YES
284-0009 | H284 2F/200-208V/1Ph/cCSAus | H284 2F/200-208V/1Ph/cCSAus | https://www.zoellerpumps.com/en-us/products/sewage-pumps/commercial/280-series | EA | 1276 |  | 53514018610 | 85 | LB | 21.25 | 11.75 | 14.75 | 18 Months | YES
284-0010 | I284 2F/200-208V/1Ph/cCSAus | I284 2F/200-208V/1Ph/cCSAus | https://www.zoellerpumps.com/en-us/products/sewage-pumps/commercial/280-series | EA | 1171 |  | 53514018627 | 84 | LB | 21.25 | 11.75 | 14.75 | 18 Months | YES
284-0011 | F284 2F/230V/3Ph/cCSAus/UL | F284 2F/230V/3Ph/cCSAus/UL | https://www.zoellerpumps.com/en-us/products/sewage-pumps/commercial/280-series | EA | 1246 |  | 53514018634 | 84 | LB | 21.25 | 11.75 | 14.75 | 18 Months | YES
284-0015 | J284 2F/200-208V/3Ph/cCSAus/UL | J284 2F/200-208V/3Ph/cCSAus/UL | https://www.zoellerpumps.com/en-us/products/sewage-pumps/commercial/280-series | EA | 1246 |  | 53514018641 | 84 | LB | 21.25 | 11.75 | 14.75 | 18 Months | YES
284-0017 | E284 2F/230V/1Ph/cCSAus/W-O Plug | E284 2F/230V/1Ph/cCSAus/W-O Plug | https://www.zoellerpumps.com/en-us/products/sewage-pumps/commercial/280-series | EA | 1131 |  | 53514039431 | 84 | LB | 21.25 | 11.75 | 14.75 | 18 Months | YES
284-0018 | D284 2F/15'Cd/230V/1Ph/cCSAus/UL | D284 2F/15'Cd/230V/1Ph/cCSAus/UL | https://www.zoellerpumps.com/en-us/products/sewage-pumps/commercial/280-series | EA | 1252 |  | 53514018665 | 85 | LB | 21.25 | 11.75 | 14.75 | 18 Months | YES
284-0020 | G284 2F/25'Cd/460V/3Ph/cCSAus/UL | G284 2F/25'Cd/460V/3Ph/cCSAus/UL | https://www.zoellerpumps.com/en-us/products/sewage-pumps/commercial/280-series | EA | 1346 |  | 53514018672 | 86 | LB | 21.25 | 11.75 | 14.75 | 18 Months | YES
284-0021 | D284 2F/25'Cd/230V/1Ph/cCSAus/UL | D284 2F/25'Cd/230V/1Ph/cCSAus/UL | https://www.zoellerpumps.com/en-us/products/sewage-pumps/commercial/280-series | EA | 1336 |  | 53514018689 | 87 | LB | 21.25 | 11.75 | 14.75 | 18 Months | YES
284-0022 | D284 2F/35'Cd/230V/1Ph/cCSAus/UL | D284 2F/35'Cd/230V/1Ph/cCSAus/UL | https://www.zoellerpumps.com/en-us/products/sewage-pumps/commercial/280-series | EA | 1346 |  | 53514018696 | 90 | LB | 21.25 | 11.75 | 14.75 | 18 Months | YES
284-0024 | G284 2F/50'Cd/460V/3Ph/cCSAus/UL | G284 2F/50'Cd/460V/3Ph/cCSAus/UL | https://www.zoellerpumps.com/en-us/products/sewage-pumps/commercial/280-series | EA | 1386 |  | 53514018719 | 93 | LB | 21.25 | 11.75 | 14.75 | 18 Months | YES
284-0025 | J284 2F/25'Cd/200-208V/3Ph/cCSAus/UL | J284 2F/25'Cd/200-208V/3Ph/cCSAus/UL | https://www.zoellerpumps.com/en-us/products/sewage-pumps/commercial/280-series | EA | 1346 |  | 53514018726 | 86 | LB | 21.25 | 11.75 | 14.75 | 18 Months | YES
284-0026 | D284 2F/50'Cd/230V/1Ph/cCSAus/UL | D284 2F/50'Cd/230V/1Ph/cCSAus/UL | https://www.zoellerpumps.com/en-us/products/sewage-pumps/commercial/280-series | EA | 1376 |  | 53514018733 | 94 | LB | 21.25 | 11.75 | 14.75 | 18 Months | YES
284-0027 | F284 2F/50'Cd/230V/3Ph/cCSAus/UL | F284 2F/50'Cd/230V/3Ph/cCSAus/UL | https://www.zoellerpumps.com/en-us/products/sewage-pumps/commercial/280-series | EA | 1386 |  | 53514018740 | 93 | LB | 21.25 | 11.75 | 14.75 | 18 Months | YES
284-0028 | E284 2F/25'Cd/230V/1Ph/cCSAus/UL | E284 2F/25'Cd/230V/1Ph/cCSAus/UL | https://www.zoellerpumps.com/en-us/products/sewage-pumps/commercial/280-series | EA | 1231 |  | 53514018757 | 86 | LB | 21.25 | 11.75 | 14.75 | 18 Months | YES
284-0029 | F284 2F/25'Cd/230V/3Ph/cCSAus/UL | F284 2F/25'Cd/230V/3Ph/cCSAus/UL | https://www.zoellerpumps.com/en-us/products/sewage-pumps/commercial/280-series | EA | 1346 |  | 53514018764 | 86 | LB | 21.25 | 11.75 | 14.75 | 18 Months | YES
284-0031 | G284 2F/35'Cd/460V/3Ph/cCSAus/UL | G284 2F/35'Cd/460V/3Ph/cCSAus/UL | https://www.zoellerpumps.com/en-us/products/sewage-pumps/commercial/280-series | EA | 1356 |  | 53514018788 | 89 | LB | 21.25 | 11.75 | 14.75 | 18 Months | YES
284-0032 | I284 2F/25'Cd/200-208V/1Ph/cCSAus | I284 2F/25'Cd/200-208V/1Ph/cCSAus | https://www.zoellerpumps.com/en-us/products/sewage-pumps/commercial/280-series | EA | 1271 |  | 53514018795 | 86 | LB | 21.25 | 11.75 | 14.75 | 18 Months | YES
284-0033 | E284 2F/35'Cd/230V/1Ph/cCSAus/UL | E284 2F/35'Cd/230V/1Ph/cCSAus/UL | https://www.zoellerpumps.com/en-us/products/sewage-pumps/commercial/280-series | EA | 1241 |  | 53514018801 | 89 | LB | 21.25 | 11.75 | 14.75 | 18 Months | YES
284-0034 | H284 2F/50'Cd/200-208V/1Ph/cCSAus | H284 2F/50'Cd/200-208V/1Ph/cCSAus | https://www.zoellerpumps.com/en-us/products/sewage-pumps/commercial/280-series | EA | 1416 |  | 53514018818 | 94 | LB | 21.25 | 11.75 | 14.75 | 18 Months | YES
284-0036 | H284 2F/15'Cd/200-208V/1Ph/cCSAus | H284 2F/15'Cd/200-208V/1Ph/cCSAus | https://www.zoellerpumps.com/en-us/products/sewage-pumps/commercial/280-series | EA | 1292 |  | 53514031855 | 85 | LB | 21.25 | 11.75 | 14.75 | 18 Months | YES
284-0037 | BE284 2F/230V/1Ph/15'Pb/cCSAus/UL | BE284 2F/230V/1Ph/15'Pb/cCSAus/UL | https://www.zoellerpumps.com/en-us/products/sewage-pumps/commercial/280-series | EA | 1163 |  | 53514040963 | 86 | LB | 21.25 | 11.75 | 14.75 | 18 Months | YES
284-0038 | I284 2F/50'Cd/200-208V/1Ph/cCSAus | I284 2F/50'Cd/200-208V/1Ph/cCSAus | https://www.zoellerpumps.com/en-us/products/sewage-pumps/commercial/280-series | EA | 1311 |  | 53514041373 | 93 | LB | 21.25 | 11.75 | 14.75 | 18 Months | YES
284-0039 | E284 2F/50'Cd/230V/1Ph/cCSAus/UL | E284 2F/50'Cd/230V/1Ph/cCSAus/UL | https://www.zoellerpumps.com/en-us/products/sewage-pumps/commercial/280-series | EA | 1271 |  | 53514044343 | 92 | LB | 21.25 | 11.75 | 14.75 | 18 Months | YES
284-0043 | BE284 2F/25'Cd/230V/1Ph/20'Pb/cCSAus/UL | BE284 2F/25'Cd/230V/1Ph/20'Pb/cCSAus/UL | https://www.zoellerpumps.com/en-us/products/sewage-pumps/commercial/280-series | EA | 1163 |  | 53514071530 | 88 | LB | 21.25 | 11.75 | 14.75 | 18 Months | YES
284-0048 | H284 2F/25'Cd/200-208V/1Ph/cCSAus | H284 2F/25'Cd/200-208V/1Ph/cCSAus | https://www.zoellerpumps.com/en-us/products/sewage-pumps/commercial/280-series | EA | 1376 |  | 53514096861 | 92 | LB | 21.25 | 11.75 | 14.75 | 18 Months | YES
284-0049 | J284 2F/35'Cd/200-208V/3Ph/cCSAus/UL | J284 2F/35'Cd/200-208V/3Ph/cCSAus/UL | https://www.zoellerpumps.com/en-us/products/sewage-pumps/commercial/280-series | EA | 1356 |  | 53514098377 | 86 | LB | 21.25 | 11.75 | 14.75 | 18 Months | YES
284-0051 | I284 2F/35'Cd/200-208V/1Ph/cCSAus | I284 2F/35'Cd/200-208V/1Ph/cCSAus | https://www.zoellerpumps.com/en-us/products/sewage-pumps/commercial/280-series | EA | 1281 |  | 53514105006 | 86 | LB | 21.25 | 11.75 | 14.75 | 18 Months | YES
284-0052 | IX284 2F/200-208V/1Ph/Ex Pr/FM/CSA | IX284 2F/200-208V/1Ph/Ex Pr/FM/CSA | https://www.zoellerpumps.com/en-us/products/sewage-pumps/commercial/280-series | EA | 2551 |  | 53514108656 | 127 | LB | 32 | 12 | 15 | 18 Months | NO
284-0053 | EX284 2F/230V/1Ph/Ex Pr/FM/CSA | EX284 2F/230V/1Ph/Ex Pr/FM/CSA | https://www.zoellerpumps.com/en-us/products/sewage-pumps/commercial/280-series | EA | 2511 |  | 53514108663 | 127 | LB | 32 | 12 | 15 | 18 Months | NO
284-0054 | JX284 2F/200-208V/3Ph/Ex Pr/FM/CSA | JX284 2F/200-208V/3Ph/Ex Pr/FM/CSA | https://www.zoellerpumps.com/en-us/products/sewage-pumps/commercial/280-series | EA | 2626 |  | 53514108670 | 127 | LB | 32 | 12 | 15 | 18 Months | NO
284-0055 | FX284 2F/230V/3Ph/Ex Pr/FM/CSA | FX284 2F/230V/3Ph/Ex Pr/FM/CSA | https://www.zoellerpumps.com/en-us/products/sewage-pumps/commercial/280-series | EA | 2626 |  | 53514108687 | 127 | LB | 32 | 12 | 15 | 18 Months | NO
284-0056 | GX284 2F/460V/3Ph/Ex Pr/FM/CSA | GX284 2F/460V/3Ph/Ex Pr/FM/CSA | https://www.zoellerpumps.com/en-us/products/sewage-pumps/commercial/280-series | EA | 2626 |  | 53514108694 | 127 | LB | 32 | 12 | 15 | 18 Months | NO
284-0059 | CF284 2F/230V/3Ph/UL/Auto | CF284 2F/230V/3Ph/UL/Auto | https://www.zoellerpumps.com/en-us/products/sewage-pumps/commercial/280-series | EA | 1625 |  | 53514117016 | 84 | LB | 21.25 | 11.75 | 14.75 | 18 Months | YES
284-0060 | J284 2F/50'Cd/200-208V/3Ph/cCSAus/UL | J284 2F/50'Cd/200-208V/3Ph/cCSAus/UL | https://www.zoellerpumps.com/en-us/products/sewage-pumps/commercial/280-series | EA | 1386 |  | 53514120597 | 92 | LB | 21.25 | 11.75 | 14.75 | 18 Months | YES
284-0061 | IX284 2F/35'Cd/200-208V/1Ph/Ex Pr/FM/CSA | IX284 2F/35'Cd/200-208V/1Ph/Ex Pr/FM/CSA | https://www.zoellerpumps.com/en-us/products/sewage-pumps/commercial/280-series | EA | 2621 |  | 53514122133 | 129 | LB | 32 | 12 | 15 | 18 Months | NO
284-0064 | GX284 2F/35'Cd/460V/3Ph/Ex Pr/FM/CSA | GX284 2F/35'Cd/460V/3Ph/Ex Pr/FM/CSA | https://www.zoellerpumps.com/en-us/products/sewage-pumps/commercial/280-series | EA | 2736 |  | 53514133047 | 130 | LB | 32 | 12 | 15 | 18 Months | NO
284-0066 | GX284 2F/50'Cd/460V/3Ph/Ex Pr/FM/CSA | GX284 2F/50'Cd/460V/3Ph/Ex Pr/FM/CSA | https://www.zoellerpumps.com/en-us/products/sewage-pumps/commercial/280-series | EA | 2766 |  | 53514135126 | 131 | LB | 32 | 12 | 15 | 18 Months | NO
284-0068 | CF284 2F/25'Cd/230V/3Ph/UL/Auto | CF284 2F/25'Cd/230V/3Ph/UL/Auto | https://www.zoellerpumps.com/en-us/products/sewage-pumps/commercial/280-series | EA | 1725 |  | 53514160029 | 85 | LB | 21.25 | 11.75 | 14.75 | 18 Months | YES
284-0069 | H284 2F/35'Cd/200-208V/1Ph/cCSAus | H284 2F/35'Cd/200-208V/1Ph/cCSAus | https://www.zoellerpumps.com/en-us/products/sewage-pumps/commercial/280-series | EA | 1386 |  | 53514163815 | 85 | LB | 21.25 | 11.75 | 14.75 | 18 Months | YES
284-0071 | IX284 2F/50'Cd/200-208V/1Ph/Ex Pr/FM/CSA | IX284 2F/50'Cd/200-208V/1Ph/Ex Pr/FM/CSA | https://www.zoellerpumps.com/en-us/products/sewage-pumps/commercial/280-series | EA | 2691 |  | 53514191290 | 133 | LB | 32 | 12 | 15 | 18 Months | NO
284-0072 | GX284 2F/25'Cd/460V/3Ph/Ex Pr/FM/CSA | GX284 2F/25'Cd/460V/3Ph/Ex Pr/FM/CSA | https://www.zoellerpumps.com/en-us/products/sewage-pumps/commercial/280-series | EA | 2726 |  | 53514207335 | 125 | LB | 32 | 12 | 15 | 18 Months | NO
284-0073 | EX284 2F/35'Cd/230V/1Ph/Ex Pr/FM/CSA | EX284 2F/35'Cd/230V/1Ph/Ex Pr/FM/CSA | https://www.zoellerpumps.com/en-us/products/sewage-pumps/commercial/280-series | EA | 2621 |  | 53514207649 | 130 | LB | 32 | 12 | 15 | 18 Months | NO
284-0075 | DX284 2F/230V/1Ph/EX Pr/FM/CSA | DX284 2F/230V/1Ph/EX Pr/FM/CSA | https://www.zoellerpumps.com/en-us/products/sewage-pumps/commercial/280-series | EA | 3335 |  | 53514236564 | 122 | LB | 32 | 12 | 15 | 18 Months | NO
284-0076 | HX284 2F/200-208V/1Ph/Ex Pr/FM/CSA | HX284 2F/200-208V/1Ph/Ex Pr/FM/CSA | https://www.zoellerpumps.com/en-us/products/sewage-pumps/commercial/280-series | EA | 3375 |  | 53514236588 | 122 | LB | 32 | 12 | 15 | 18 Months | NO
284-0078 | IX284 2F/25'Cd/200-208V/1Ph/Ex Pr/FM/CSA | IX284 2F/25'Cd/200-208V/1Ph/Ex Pr/FM/CSA | https://www.zoellerpumps.com/en-us/products/sewage-pumps/commercial/280-series | EA | 2651 |  | 53514242138 | 129 | LB | 32 | 12 | 15 | 18 Months | NO
284-0080 | EX284 2F/50'Cd/230V/1Ph/Ex Pr/FM/CSA | EX284 2F/50'Cd/230V/1Ph/Ex Pr/FM/CSA | https://www.zoellerpumps.com/en-us/products/sewage-pumps/commercial/280-series | EA | 2651 |  | 53514255183 | 130 | LB | 32 | 12 | 15 | 18 Months | NO
284-0081 | FX284 2F/35'CD/230V/3Ph/Ex Pr/FM/CSA | FX284 2F/35'CD/230V/3Ph/Ex Pr/FM/CSA | https://www.zoellerpumps.com/en-us/products/sewage-pumps/commercial/280-series | EA | 2736 |  | 53514256647 | 127 | LB | 32 | 12 | 15 | 18 Months | NO
284-0085 | DX284 2F/50'Cd/230V/1Ph/EX Pr/FM/CSA | DX284 2F/50'Cd/230V/1Ph/EX Pr/FM/CSA | https://www.zoellerpumps.com/en-us/products/sewage-pumps/commercial/280-series | EA | 3475 |  | 53514279677 | 124 | LB | 32 | 12 | 15 | 18 Months | NO
284-0087 | F284 2F/35'Cd/230V/3Ph/cCSAus/UL | F284 2F/35'Cd/230V/3Ph/cCSAus/UL | https://www.zoellerpumps.com/en-us/products/sewage-pumps/commercial/280-series | EA | 1356 |  | 53514292898 | 89 | LB | 21.25 | 11.75 | 14.75 | 18 Months | YES
284-0089 | HX284 2F/50'Cd/200-208V/1Ph/Ex Pr/FM/CSA | HX284 2F/50'Cd/200-208V/1Ph/Ex Pr/FM/CSA | https://www.zoellerpumps.com/en-us/products/sewage-pumps/commercial/280-series | EA | 3515 |  | 53514319359 | 124 | LB | 32 | 12 | 15 | 18 Months | NO
284-0091 | EX284 2F/25'Cd/230V/1Ph/Ex Pr/FM/CSA | EX284 2F/25'Cd/230V/1Ph/Ex Pr/FM/CSA | https://www.zoellerpumps.com/en-us/products/sewage-pumps/commercial/280-series | EA | 2611 |  | 53514332624 | 128 | LB | 32 | 12 | 15 | 18 Months | NO
284-0092 | JX284 2F/50'Cd/200-208V/3Ph/Ex Pr/FM/CSA | JX284 2F/50'Cd/200-208V/3Ph/Ex Pr/FM/CSA | https://www.zoellerpumps.com/en-us/products/sewage-pumps/commercial/280-series | EA | 2786 |  | 53514333768 | 131 | LB | 32 | 12 | 15 | 18 Months | NO
284-0101 | JX284 2F/25'Cd/200-208V/3Ph/Ex Pr | JX284 2F/25'Cd/200-208V/3Ph/Ex Pr | https://www.zoellerpumps.com/en-us/products/sewage-pumps/commercial/280-series | EA | 2726 |  | 53514469399 | 127 | LB | 32 | 12 | 15 | 18 Months | NO
285-0003 | D185 2F/230V/1Ph/cCSAus/UL/(185-0003) | D185 2F/230V/1Ph/cCSAus/UL/(185-0003) | https://www.zoellerpumps.com/en-us/products/sump-effluent-pumps/commercial/180-190-series | EA | 1375 |  | 53514018825 | 89 | LB | 21.25 | 11.75 | 14.75 | 18 Months | YES
285-0004 | E185 2F/230V/1Ph/cCSAus/UL (185-0004) | E185 2F/230V/1Ph/cCSAus/UL (185-0004) | https://www.zoellerpumps.com/en-us/products/sump-effluent-pumps/commercial/180-190-series | EA | 1268 |  | 53514018832 | 88 | LB | 21.25 | 11.75 | 14.75 | 18 Months | YES
285-0005 | G185 2F/460V/3Ph/cCSAus/UL/(185-0005) | G185 2F/460V/3Ph/cCSAus/UL/(185-0005) | https://www.zoellerpumps.com/en-us/products/sump-effluent-pumps/commercial/180-190-series | EA | 1383 |  | 53514018849 | 88 | LB | 21.25 | 11.75 | 14.75 | 18 Months | YES
285-0006 | F185 2F/230V/3Ph/cCSAus/UL/(185-0006) | F185 2F/230V/3Ph/cCSAus/UL/(185-0006) | https://www.zoellerpumps.com/en-us/products/sump-effluent-pumps/commercial/180-190-series | EA | 1383 |  | 53514018856 | 88 | LB | 21.25 | 11.75 | 14.75 | 18 Months | YES
285-0007 | I185 2F/200-208V/1Ph/(185-0007) | I185 2F/200-208V/1Ph/(185-0007) | https://www.zoellerpumps.com/en-us/products/sump-effluent-pumps/commercial/180-190-series | EA | 1308 |  | 53514018863 | 88 | LB | 21.25 | 11.75 | 14.75 | 18 Months | YES
285-0008 | J185 2F/200-208V/3Ph/cCSAus/UL/(185-0008) | J185 2F/200-208V/3Ph/cCSAus/UL/(185-0008) | https://www.zoellerpumps.com/en-us/products/sump-effluent-pumps/commercial/180-190-series | EA | 1383 |  | 53514018870 | 88 | LB | 21.25 | 11.75 | 14.75 | 18 Months | YES
285-0010 | E185 2F/230V/1Ph/cCSAus/(185-0012) | E185 2F/230V/1Ph/cCSAus/(185-0012) | https://www.zoellerpumps.com/en-us/products/sump-effluent-pumps/commercial/180-190-series | EA | 1268 |  | 53514033361 | 88 | LB | 21.25 | 11.75 | 14.75 | 18 Months | YES
285-0011 | H185 2F/200-208V/1Ph/(185-0013) | H185 2F/200-208V/1Ph/(185-0013) | https://www.zoellerpumps.com/en-us/products/sump-effluent-pumps/commercial/180-190-series | EA | 1415 |  | 53514035280 | 89 | LB | 21.25 | 11.75 | 14.75 | 18 Months | YES
285-0012 | D185 2F/35'Cd/230V/1Ph/cCSAus/UL/(185-0018) | D185 2F/35'Cd/230V/1Ph/cCSAus/UL/(185-0018) | https://www.zoellerpumps.com/en-us/products/sump-effluent-pumps/commercial/180-190-series | EA | 1485 |  | 53514071943 | 95 | LB | 21.25 | 11.75 | 14.75 | 18 Months | YES
285-0014 | E185 2F/25'Cd/230V/1Ph/cCSAus/UL/(185-0023) | E185 2F/25'Cd/230V/1Ph/cCSAus/UL/(185-0023) | https://www.zoellerpumps.com/en-us/products/sump-effluent-pumps/commercial/180-190-series | EA | 1368 |  | 53514099190 | 89 | LB | 21.25 | 11.75 | 14.75 | 18 Months | YES
285-0015 | J185 2F/35'Cd/200-208V/3Ph/cCSAus/UL/(185-0036) | J185 2F/35'Cd/200-208V/3Ph/cCSAus/UL/(185-0036) | https://www.zoellerpumps.com/en-us/products/sump-effluent-pumps/commercial/180-190-series | EA | 1493 |  | 53514164737 | 86 | LB | 21.25 | 11.75 | 14.75 | 18 Months | YES
285-0016 | I185 2F/50'Cd/200-208V/1Ph/(185-0039) | I185 2F/50'Cd/200-208V/1Ph/(185-0039) | https://www.zoellerpumps.com/en-us/products/sump-effluent-pumps/commercial/180-190-series | EA | 1448 |  | 53514192884 | 90 | LB | 21.25 | 11.75 | 14.75 | 18 Months | YES
285-0017 | J185 2F/25'Cd/200-208V/3Ph/cCSAus/(185-0045) | J185 2F/25'Cd/200-208V/3Ph/cCSAus/(185-0045) | https://www.zoellerpumps.com/en-us/products/sump-effluent-pumps/commercial/180-190-series | EA | 1483 |  | 53514257323 | 88 | LB | 21.25 | 11.75 | 14.75 | 18 Months | YES
285-0018 | G185 2F/50'Cd/460V/3Ph/cCSAus/UL/(185-0030) | G185 2F/50'Cd/460V/3Ph/cCSAus/UL/(185-0030) | https://www.zoellerpumps.com/en-us/products/sump-effluent-pumps/commercial/180-190-series | EA | 1523 |  | 53514257767 | 88 | LB | 21.25 | 11.75 | 14.75 | 18 Months | YES
285-0020 | E185 2F/35'Cd/230V/1Ph/cCSAus/UL/(185-0035) | E185 2F/35'Cd/230V/1Ph/cCSAus/UL/(185-0035) | https://www.zoellerpumps.com/en-us/products/sump-effluent-pumps/commercial/180-190-series | EA | 1378 |  | 53514363239 | 89 | LB | 21.25 | 11.75 | 14.75 | 18 Months | YES
285-0021 | F185 2F/50'Cd/230V/3Ph/cCSAus/UL/(185-0054) | F185 2F/50'Cd/230V/3Ph/cCSAus/UL/(185-0054) | https://www.zoellerpumps.com/en-us/products/sump-effluent-pumps/commercial/180-190-series | EA | 1523 |  | 53514369545 | 88 | LB | 21.25 | 11.75 | 14.75 | 18 Months | YES
285-0022 | F185 2F35'Cd/230V/3Ph/cCSAus/UL/(185-0055) | F185 2F35'Cd/230V/3Ph/cCSAus/UL/(185-0055) | https://www.zoellerpumps.com/en-us/products/sump-effluent-pumps/commercial/180-190-series | EA | 1493 |  | 53514372651 | 88 | LB | 21.25 | 11.75 | 14.75 | 18 Months | YES
285-0023 | I185 2F/35'Cd/200-208V/1Ph/(185-0039) | I185 2F/35'Cd/200-208V/1Ph/(185-0039) | https://www.zoellerpumps.com/en-us/products/sump-effluent-pumps/commercial/180-190-series | EA | 1418 |  | 53514375164 | 90 | LB | 21.25 | 11.75 | 14.75 | 18 Months | YES
285-0024 | E185 2F/50'Cd/230V/1Ph/cCSAus/UL/(185-0031) | E185 2F/50'Cd/230V/1Ph/cCSAus/UL/(185-0031) | https://www.zoellerpumps.com/en-us/products/sump-effluent-pumps/commercial/180-190-series | EA | 1408 |  | 53514383145 | 89 | LB | 21.25 | 11.75 | 14.75 | 18 Months | YES
285-0025 | G185 2F/35'Cd/460V/3Ph/cCSAus/UL/(185-0056) | G185 2F/35'Cd/460V/3Ph/cCSAus/UL/(185-0056) | https://www.zoellerpumps.com/en-us/products/sump-effluent-pumps/commercial/180-190-series | EA | 1493 |  | 53514407278 | 88 | LB | 21.25 | 11.75 | 14.75 | 18 Months | YES
286-0003 | D186 2F/230V/1Ph/cCSAus/(186-0003) | D186 2F/230V/1Ph/cCSAus/(186-0003) | https://www.zoellerpumps.com/en-us/products/sump-effluent-pumps/commercial/180-190-series | EA | 1546 |  | 53514026615 | 91 | LB | 21.25 | 11.75 | 14.75 | 18 Months | YES
286-0004 | E186 2F/230V/1Ph/CSA/(186-0004) | E186 2F/230V/1Ph/CSA/(186-0004) | https://www.zoellerpumps.com/en-us/products/sump-effluent-pumps/commercial/180-190-series | EA | 1428 |  | 53514026622 | 90 | LB | 21.25 | 11.75 | 14.75 | 18 Months | YES
286-0005 | F186 2F/230V/3Ph/cCSAus/(186-0005) | F186 2F/230V/3Ph/cCSAus/(186-0005) | https://www.zoellerpumps.com/en-us/products/sump-effluent-pumps/commercial/180-190-series | EA | 1543 |  | 53514026639 | 90 | LB | 21.25 | 11.75 | 14.75 | 18 Months | YES
286-0006 | G186 2F/460V/3Ph/cCSAus/(186-0006) | G186 2F/460V/3Ph/cCSAus/(186-0006) | https://www.zoellerpumps.com/en-us/products/sump-effluent-pumps/commercial/180-190-series | EA | 1543 |  | 53514026646 | 90 | LB | 21.25 | 11.75 | 14.75 | 18 Months | YES
286-0007 | H186 2F/200-208V/1Ph/cCSAus/(186-0007) | H186 2F/200-208V/1Ph/cCSAus/(186-0007) | https://www.zoellerpumps.com/en-us/products/sump-effluent-pumps/commercial/180-190-series | EA | 1586 |  | 53514026653 | 91 | LB | 21.25 | 11.75 | 14.75 | 18 Months | YES
286-0008 | I186 2F/200-208V/1Ph/cCSAus/(186-0008) | I186 2F/200-208V/1Ph/cCSAus/(186-0008) | https://www.zoellerpumps.com/en-us/products/sump-effluent-pumps/commercial/180-190-series | EA | 1468 |  | 53514026660 | 90 | LB | 21.25 | 11.75 | 14.75 | 18 Months | YES
286-0009 | J186 2F/200-208V/3Ph/cCSAus/(186-0009) | J186 2F/200-208V/3Ph/cCSAus/(186-0009) | https://www.zoellerpumps.com/en-us/products/sump-effluent-pumps/commercial/180-190-series | EA | 1543 |  | 53514026677 | 90 | LB | 21.25 | 11.75 | 14.75 | 18 Months | YES
286-0010 | BE186 2F/230V/1Ph/Pb20'/CSA/(186-0004) | BE186 2F/230V/1Ph/Pb20'/CSA/(186-0004) | https://www.zoellerpumps.com/en-us/products/sump-effluent-pumps/commercial/180-190-series | EA | 1491 |  | 53514063825 | 88 | LB | 21.25 | 11.75 | 14.75 | 18 Months | YES
286-0012 | GX186 2F/35'Cord/460V/3Ph/Ex Pr/FM/CSA/(186-0025) | GX186 2F/35'Cord/460V/3Ph/Ex Pr/FM/CSA/(186-0025) | https://www.zoellerpumps.com/en-us/products/sump-effluent-pumps/commercial/180-190-series | EA | 2858 |  | 53514219413 | 127 | LB | 32 | 12 | 15 | 18 Months | NO
286-0013 | EX186 2F/230V/1Ph/Ex Pr/FM/CSA/(186-0014) | EX186 2F/230V/1Ph/Ex Pr/FM/CSA/(186-0014) | https://www.zoellerpumps.com/en-us/products/sump-effluent-pumps/commercial/180-190-series | EA | 2633 |  | 53514227647 | 126 | LB | 32 | 12 | 15 | 18 Months | NO
286-0014 | GX186 2F/460V/3Ph/Ex Pr/FM/CSA/(186-0017) | GX186 2F/460V/3Ph/Ex Pr/FM/CSA/(186-0017) | https://www.zoellerpumps.com/en-us/products/sump-effluent-pumps/commercial/180-190-series | EA | 2748 |  | 53514334321 | 126 | LB | 32 | 12 | 15 | 18 Months | NO
286-0015 | E186 2F/25'Cd/230V/1Ph/CSA/(186-0033) | E186 2F/25'Cd/230V/1Ph/CSA/(186-0033) | https://www.zoellerpumps.com/en-us/products/sump-effluent-pumps/commercial/180-190-series | EA | 1528 |  | 53514372477 | 90 | LB | 21.25 | 11.75 | 14.75 | 18 Months | YES
286-0016 | E186 2F/35'Cd/230V/1Ph/CSA/(186-0027) | E186 2F/35'Cd/230V/1Ph/CSA/(186-0027) | https://www.zoellerpumps.com/en-us/products/sump-effluent-pumps/commercial/180-190-series | EA | 1538 |  | 53514391720 | 90 | LB | 21.25 | 11.75 | 14.75 | 18 Months | YES
288-0003 | D188 2F/230V/1Ph/cCSAus/UL/(188-0003) | D188 2F/230V/1Ph/cCSAus/UL/(188-0003) | https://www.zoellerpumps.com/en-us/products/sump-effluent-pumps/commercial/180-190-series | EA | 1545 |  | 53514018900 | 94 | LB | 21.25 | 11.75 | 14.75 | 18 Months | YES
288-0004 | E188 2F/230V/1Ph/CSA/(188-0004) | E188 2F/230V/1Ph/CSA/(188-0004) | https://www.zoellerpumps.com/en-us/products/sump-effluent-pumps/commercial/180-190-series | EA | 1428 |  | 53514018917 | 93 | LB | 21.25 | 11.75 | 14.75 | 18 Months | YES
288-0005 | G188 2F/460V/3Ph/cCSAus/UL/(188-0006) | G188 2F/460V/3Ph/cCSAus/UL/(188-0006) | https://www.zoellerpumps.com/en-us/products/sump-effluent-pumps/commercial/180-190-series | EA | 1543 |  | 53514018924 | 93 | LB | 21.25 | 11.75 | 14.75 | 18 Months | YES
288-0007 | D188 2F/25'Cd/230V/1Ph/cCSAus/UL/(188-0011) | D188 2F/25'Cd/230V/1Ph/cCSAus/UL/(188-0011) | https://www.zoellerpumps.com/en-us/products/sump-effluent-pumps/commercial/180-190-series | EA | 1645 |  | 53514026233 | 96 | LB | 21.25 | 11.75 | 14.75 | 18 Months | YES
288-0009 | D188 2F/50'Cd/230V/1Ph/cCSAus/UL/(188-0014) | D188 2F/50'Cd/230V/1Ph/cCSAus/UL/(188-0014) | https://www.zoellerpumps.com/en-us/products/sump-effluent-pumps/commercial/180-190-series | EA | 1685 |  | 53514030162 | 103 | LB | 21.25 | 11.75 | 14.75 | 18 Months | YES
288-0011 | E188 2F/230V/1Ph/CSA/(188-0017) | E188 2F/230V/1Ph/CSA/(188-0017) | https://www.zoellerpumps.com/en-us/products/sump-effluent-pumps/commercial/180-190-series | EA | 1428 |  | 53514033378 | 93 | LB | 21.25 | 11.75 | 14.75 | 18 Months | YES
288-0012 | F188 2F/230V/3Ph/cCSAus/UL/(188-0005) | F188 2F/230V/3Ph/cCSAus/UL/(188-0005) | https://www.zoellerpumps.com/en-us/products/sump-effluent-pumps/commercial/180-190-series | EA | 1543 |  | 53514036461 | 93 | LB | 21.25 | 11.75 | 14.75 | 18 Months | YES
288-0013 | I188 2F/200-208V/1Ph/cCSAus/(188-0007) | I188 2F/200-208V/1Ph/cCSAus/(188-0007) | https://www.zoellerpumps.com/en-us/products/sump-effluent-pumps/commercial/180-190-series | EA | 1468 |  | 53514038502 | 93 | LB | 21.25 | 11.75 | 14.75 | 18 Months | YES
288-0014 | J188 2F/200-208V/3Ph/cCSAus/UL/(188-0008) | J188 2F/200-208V/3Ph/cCSAus/UL/(188-0008) | https://www.zoellerpumps.com/en-us/products/sump-effluent-pumps/commercial/180-190-series | EA | 1543 |  | 53514048365 | 93 | LB | 21.25 | 11.75 | 14.75 | 18 Months | YES
288-0015 | E188 2F/35'Cd/230V/1Ph/CSA/(188-0026) | E188 2F/35'Cd/230V/1Ph/CSA/(188-0026) | https://www.zoellerpumps.com/en-us/products/sump-effluent-pumps/commercial/180-190-series | EA | 1538 |  | 53514048761 | 102 | LB | 21.25 | 11.75 | 14.75 | 18 Months | YES
288-0016 | F188 2F/35'Cd/230V/3Ph/cCSAus/UL/(188-0022) | F188 2F/35'Cd/230V/3Ph/cCSAus/UL/(188-0022) | https://www.zoellerpumps.com/en-us/products/sump-effluent-pumps/commercial/180-190-series | EA | 1653 |  | 53514062934 | 98 | LB | 21.25 | 11.75 | 14.75 | 18 Months | YES
288-0017 | BE188 2F/230V/1Ph/Pb20'/cCSAus/(188-0004) | BE188 2F/230V/1Ph/Pb20'/cCSAus/(188-0004) | https://www.zoellerpumps.com/en-us/products/sump-effluent-pumps/commercial/180-190-series | EA | 1488 |  | 53514071509 | 95 | LB | 21.25 | 11.75 | 14.75 | 18 Months | YES
288-0020 | G188 2F/25'Cd/460V/3Ph/cCSAus/UL/(188-0037) | G188 2F/25'Cd/460V/3Ph/cCSAus/UL/(188-0037) | https://www.zoellerpumps.com/en-us/products/sump-effluent-pumps/commercial/180-190-series | EA | 1643 |  | 53514124748 | 95 | LB | 21.25 | 11.75 | 14.75 | 18 Months | YES
288-0021 | H188 2F/200-208V/1Ph/cCSAus/(188-0019) | H188 2F/200-208V/1Ph/cCSAus/(188-0019) | https://www.zoellerpumps.com/en-us/products/sump-effluent-pumps/commercial/180-190-series | EA | 1585 |  | 53514131678 | 90 | LB | 21.25 | 11.75 | 14.75 | 18 Months | YES
288-0022 | E188 2F/50'Cd/230V/1Ph/CSA/(188-0035) | E188 2F/50'Cd/230V/1Ph/CSA/(188-0035) | https://www.zoellerpumps.com/en-us/products/sump-effluent-pumps/commercial/180-190-series | EA | 1568 |  | 53514134051 | 99 | LB | 21.25 | 11.75 | 14.75 | 18 Months | YES
288-0023 | I188 2F/50'Cd/200-208V/1Ph/cCSAus/(188-0033) | I188 2F/50'Cd/200-208V/1Ph/cCSAus/(188-0033) | https://www.zoellerpumps.com/en-us/products/sump-effluent-pumps/commercial/180-190-series | EA | 1608 |  | 53514140564 | 93 | LB | 21.25 | 11.75 | 14.75 | 18 Months | YES
288-0024 | I188 2F/25'Cd/200-208V/1Ph/cCSAus/(188-0025) | I188 2F/25'Cd/200-208V/1Ph/cCSAus/(188-0025) | https://www.zoellerpumps.com/en-us/products/sump-effluent-pumps/commercial/180-190-series | EA | 1568 |  | 53514144852 | 90 | LB | 21.25 | 11.75 | 14.75 | 18 Months | YES
288-0027 | I188 2F/35'Cd/200-208V/1Ph/cCSAus/(188-0046) | I188 2F/35'Cd/200-208V/1Ph/cCSAus/(188-0046) | https://www.zoellerpumps.com/en-us/products/sump-effluent-pumps/commercial/180-190-series | EA | 1578 |  | 53514193942 | 93 | LB | 21.25 | 11.75 | 14.75 | 18 Months | YES
288-0028 | EX188 2F/230V/1Ph/Ex Pr/FM/CSA/(188-0028) | EX188 2F/230V/1Ph/Ex Pr/FM/CSA/(188-0028) | https://www.zoellerpumps.com/en-us/products/sump-effluent-pumps/commercial/180-190-series | EA | 2641 |  | 53514211974 | 128 | LB | 32 | 12 | 15 | 18 Months | NO
288-0029 | J188 2F/50'Cd/200-208V/3Ph/cCSAus/UL/(188-0041) | J188 2F/50'Cd/200-208V/3Ph/cCSAus/UL/(188-0041) | https://www.zoellerpumps.com/en-us/products/sump-effluent-pumps/commercial/180-190-series | EA | 1683 |  | 53514232191 | 96 | LB | 21.25 | 11.75 | 14.75 | 18 Months | YES
288-0030 | G188 2F/50'Cd/460V/3Ph/cCSAus/UL/(188-0051) | G188 2F/50'Cd/460V/3Ph/cCSAus/UL/(188-0051) | https://www.zoellerpumps.com/en-us/products/sump-effluent-pumps/commercial/180-190-series | EA | 1683 |  | 53514282110 | 94 | LB | 21.25 | 11.75 | 14.75 | 18 Months | YES
288-0031 | JX188 2F/200-208V/3Ph/Ex Pr/FM/CSA/(188-0029) | JX188 2F/200-208V/3Ph/Ex Pr/FM/CSA/(188-0029) | https://www.zoellerpumps.com/en-us/products/sump-effluent-pumps/commercial/180-190-series | EA | 2756 |  | 53514290276 | 128 | LB | 32 | 12 | 15 | 18 Months | NO
288-0032 | G188 2F/35'Cd/460V/3Ph/cCSAus/UL/(188-0010) | G188 2F/35'Cd/460V/3Ph/cCSAus/UL/(188-0010) | https://www.zoellerpumps.com/en-us/products/sump-effluent-pumps/commercial/180-190-series | EA | 1653 |  | 53514336035 | 96 | LB | 21.25 | 11.75 | 14.75 | 18 Months | YES
288-0033 | GX188 2F/460V/3Ph/Ex Pr/ FM/CSA/(188-0031) | GX188 2F/460V/3Ph/Ex Pr/ FM/CSA/(188-0031) | https://www.zoellerpumps.com/en-us/products/sump-effluent-pumps/commercial/180-190-series | EA | 2756 |  | 53514352943 | 128 | LB | 32 | 12 | 15 | 18 Months | NO
288-0035 | JX188 2F/50'Cd/200-208V/3Ph/Ex Pr/FM/CSA/(188-0048) | JX188 2F/50'Cd/200-208V/3Ph/Ex Pr/FM/CSA/(188-0048) | https://www.zoellerpumps.com/en-us/products/sump-effluent-pumps/commercial/180-190-series | EA | 2896 |  | 53514367299 | 128 | LB | 32 | 12 | 15 | 18 Months | NO
288-0036 | EX188 2F/35'Cd/230V/1Ph/Ex Pr/FM/CSA/(188-0060) | EX188 2F/35'Cd/230V/1Ph/Ex Pr/FM/CSA/(188-0060) | https://www.zoellerpumps.com/en-us/products/sump-effluent-pumps/commercial/180-190-series | EA | 2866 |  | 53514367824 | 128 | LB | 32 | 12 | 15 | 18 Months | NO
288-0037 | GX188 2F/35'Cd/460V/3Ph/Ex Pr/FM/CSA/(188-0040) | GX188 2F/35'Cd/460V/3Ph/Ex Pr/FM/CSA/(188-0040) | https://www.zoellerpumps.com/en-us/products/sump-effluent-pumps/commercial/180-190-series | EA | 2866 |  | 53514367909 | 129 | LB | 32 | 12 | 15 | 18 Months | NO
288-0038 | IX188 2F/50'Cd/200-208V/1Ph/Ex Pr/FM/CSA/(188-0061) | IX188 2F/50'Cd/200-208V/1Ph/Ex Pr/FM/CSA/(188-0061) | https://www.zoellerpumps.com/en-us/products/sump-effluent-pumps/commercial/180-190-series | EA | 2821 |  | 53514375140 | 128 | LB | 32 | 12 | 15 | 18 Months | NO
288-0039 | J188 2F/35'Cd/200-208V/3Ph/cCSAus/UL/(188-0054) | J188 2F/35'Cd/200-208V/3Ph/cCSAus/UL/(188-0054) | https://www.zoellerpumps.com/en-us/products/sump-effluent-pumps/commercial/180-190-series | EA | 1653 |  | 53514385484 | 96 | LB | 21.25 | 11.75 | 14.75 | 18 Months | YES
288-0040 | D188 2F/35'Cd/230V/1Ph/cCSAus/(188-0036) | D188 2F/35'Cd/230V/1Ph/cCSAus/(188-0036) | https://www.zoellerpumps.com/en-us/products/sump-effluent-pumps/commercial/180-190-series | EA | 1655 |  | 53514474409 | 98 | LB | 21.25 | 11.75 | 14.75 | 18 Months | YES
289-0003 | D189 2F/230V/1Ph/CSA/(189-0003) | D189 2F/230V/1Ph/CSA/(189-0003) | https://www.zoellerpumps.com/en-us/products/sump-effluent-pumps/commercial/180-190-series | EA | 1609 |  | 53514018948 | 94 | LB | 21.25 | 11.75 | 14.75 | 18 Months | YES
289-0004 | E189 2F/230V/1Ph/CSA/(189-0004) | E189 2F/230V/1Ph/CSA/(189-0004) | https://www.zoellerpumps.com/en-us/products/sump-effluent-pumps/commercial/180-190-series | EA | 1507 |  | 53514018955 | 93 | LB | 21.25 | 11.75 | 14.75 | 18 Months | YES
289-0006 | D189 2F/50'Cd/230V/1Ph/CSA/(189-0007) | D189 2F/50'Cd/230V/1Ph/CSA/(189-0007) | https://www.zoellerpumps.com/en-us/products/sump-effluent-pumps/commercial/180-190-series | EA | 1749 |  | 53514018979 | 103 | LB | 21.25 | 11.75 | 14.75 | 18 Months | YES
289-0007 | F189 2F/230V/3Ph/cCSAus/UL/(189-0008) | F189 2F/230V/3Ph/cCSAus/UL/(189-0008) | https://www.zoellerpumps.com/en-us/products/sump-effluent-pumps/commercial/180-190-series | EA | 1622 |  | 53514018986 | 93 | LB | 21.25 | 11.75 | 14.75 | 18 Months | YES
289-0008 | G189 2F/460V/3Ph/cCSAus/UL/(189-0009) | G189 2F/460V/3Ph/cCSAus/UL/(189-0009) | https://www.zoellerpumps.com/en-us/products/sump-effluent-pumps/commercial/180-190-series | EA | 1622 |  | 53514018993 | 93 | LB | 21.25 | 11.75 | 14.75 | 18 Months | YES
289-0009 | J189 2F/200-208V/3Ph/cCSAus/UL/(189-0010) | J189 2F/200-208V/3Ph/cCSAus/UL/(189-0010) | https://www.zoellerpumps.com/en-us/products/sump-effluent-pumps/commercial/180-190-series | EA | 1622 |  | 53514019006 | 93 | LB | 21.25 | 11.75 | 14.75 | 18 Months | YES
289-0010 | H189 2F/200-208V/1Ph/cCSAus/(189-0011) | H189 2F/200-208V/1Ph/cCSAus/(189-0011) | https://www.zoellerpumps.com/en-us/products/sump-effluent-pumps/commercial/180-190-series | EA | 1649 |  | 53514019013 | 93 | LB | 21.25 | 11.75 | 14.75 | 18 Months | YES
289-0011 | I189 2F/200-208V/1Ph/cCSAus/(189-0012) | I189 2F/200-208V/1Ph/cCSAus/(189-0012) | https://www.zoellerpumps.com/en-us/products/sump-effluent-pumps/commercial/180-190-series | EA | 1547 |  | 53514019020 | 93 | LB | 21.25 | 11.75 | 14.75 | 18 Months | YES
289-0014 | E189 2F/230V/1Ph/CSA/(189-0018) | E189 2F/230V/1Ph/CSA/(189-0018) | https://www.zoellerpumps.com/en-us/products/sump-effluent-pumps/commercial/180-190-series | EA | 1507 |  | 53514033385 | 93 | LB | 21.25 | 11.75 | 14.75 | 18 Months | YES
289-0015 | E189 2F/25'Cd/230V/1Ph/CSA/(189-0016) | E189 2F/25'Cd/230V/1Ph/CSA/(189-0016) | https://www.zoellerpumps.com/en-us/products/sump-effluent-pumps/commercial/180-190-series | EA | 1607 |  | 53514043339 | 93 | LB | 21.25 | 11.75 | 14.75 | 18 Months | YES
289-0017 | G189 2F/50'Cd/460V/3Ph/cCSAus/UL/(189-0024) | G189 2F/50'Cd/460V/3Ph/cCSAus/UL/(189-0024) | https://www.zoellerpumps.com/en-us/products/sump-effluent-pumps/commercial/180-190-series | EA | 1762 |  | 53514082086 | 101 | LB | 21.25 | 11.75 | 14.75 | 18 Months | YES
289-0018 | WD189 2F/230V/1Ph/(189-0027) | WD189 2F/230V/1Ph/(189-0027) | https://www.zoellerpumps.com/en-us/products/sump-effluent-pumps/commercial/180-190-series | EA | 1653 |  | 53514089986 | 95 | LB | 21.25 | 11.75 | 14.75 | 18 Months | YES
289-0022 | D189 2F/25'Cd/230V/1Ph/CSA/(189-0040) | D189 2F/25'Cd/230V/1Ph/CSA/(189-0040) | https://www.zoellerpumps.com/en-us/products/sump-effluent-pumps/commercial/180-190-series | EA | 1709 |  | 53514128661 | 99 | LB | 21.25 | 11.75 | 14.75 | 18 Months | YES
289-0023 | GX189 2F/50'Cd/460V/3Ph/Ex Pr/FM/CSA/(189-0041) | GX189 2F/50'Cd/460V/3Ph/Ex Pr/FM/CSA/(189-0041) | https://www.zoellerpumps.com/en-us/products/sump-effluent-pumps/commercial/180-190-series | EA | 2979 |  | 53514137748 | 127 | LB | 21.25 | 11.75 | 14.75 | 18 Months | NO
289-0024 | WD189 2F/50'Cd/230V/1Ph/(189-0042) | WD189 2F/50'Cd/230V/1Ph/(189-0042) | https://www.zoellerpumps.com/en-us/products/sump-effluent-pumps/commercial/180-190-series | EA | 1793 |  | 53514151843 | 101 | LB | 21.25 | 11.75 | 14.75 | 18 Months | YES
289-0025 | I189 2F/50'Cd/200-208V/1Ph/cCSAus/(189-0045) | I189 2F/50'Cd/200-208V/1Ph/cCSAus/(189-0045) | https://www.zoellerpumps.com/en-us/products/sump-effluent-pumps/commercial/180-190-series | EA | 1687 |  | 53514192983 | 98 | LB | 21.25 | 11.75 | 14.75 | 18 Months | YES
289-0027 | GX189 2F/460V/3Ph/Ex Pr/FM/CSA/(189-0034) | GX189 2F/460V/3Ph/Ex Pr/FM/CSA/(189-0034) | https://www.zoellerpumps.com/en-us/products/sump-effluent-pumps/commercial/180-190-series | EA | 2839 |  | 53514200268 | 129 | LB | 32 | 12 | 15 | 18 Months | NO
289-0028 | D189 2F/35'Cd/230V/1Ph/CSA/(189-0049) | D189 2F/35'Cd/230V/1Ph/CSA/(189-0049) | https://www.zoellerpumps.com/en-us/products/sump-effluent-pumps/commercial/180-190-series | EA | 1719 |  | 53514260583 | 101 | LB | 21.25 | 11.75 | 14.75 | 18 Months | YES
289-0029 | G189 2F/35'Cd/460V/3Ph/cCSAus/UL/(189-0044) | G189 2F/35'Cd/460V/3Ph/cCSAus/UL/(189-0044) | https://www.zoellerpumps.com/en-us/products/sump-effluent-pumps/commercial/180-190-series | EA | 1732 |  | 53514287511 | 100 | LB | 21.25 | 11.75 | 14.75 | 18 Months | YES
289-0030 | DX189 2F/230V/1Ph/Ex Pr/FM/CSA/(189-0047) | DX189 2F/230V/1Ph/Ex Pr/FM/CSA/(189-0047) | https://www.zoellerpumps.com/en-us/products/sump-effluent-pumps/commercial/180-190-series | EA | 3615 |  | 53514331047 | 129 | LB | 32 | 12 | 15 | 18 Months | NO
289-0031 | J189 2F/50'Cd/200-208V/3Ph/cCSAus/UL/(189-0056) | J189 2F/50'Cd/200-208V/3Ph/cCSAus/UL/(189-0056) | https://www.zoellerpumps.com/en-us/products/sump-effluent-pumps/commercial/180-190-series | EA | 1762 |  | 53514343682 | 93 | LB | 21.25 | 11.75 | 14.75 | 18 Months | YES
289-0032 | G189 2F/25'Cd/460V/3Ph/cCSAus/UL/(189-0051) | G189 2F/25'Cd/460V/3Ph/cCSAus/UL/(189-0051) | https://www.zoellerpumps.com/en-us/products/sump-effluent-pumps/commercial/180-190-series | EA | 1722 |  | 53514354602 | 100 | LB | 21.25 | 11.75 | 14.75 | 18 Months | YES
289-0033 | IX189 2F/50'Cd/200-208V/1Ph/Ex Pr/FM/CSA/(189-0061) | IX189 2F/50'Cd/200-208V/1Ph/Ex Pr/FM/CSA/(189-0061) | https://www.zoellerpumps.com/en-us/products/sump-effluent-pumps/commercial/180-190-series | EA | 2904 |  | 53514387341 | 126 | LB | 32 | 12 | 15 | 18 Months | NO
291-0004 | E191 2F/230V/1Ph/(191-0004) | E191 2F/230V/1Ph/(191-0004) | https://www.zoellerpumps.com/en-us/products/sump-effluent-pumps/commercial/180-190-series | EA | 1548 |  | 53514062804 | 92 | LB | 21.25 | 11.75 | 14.75 | 18 Months | YES
291-0006 | E191 2F/25'Cd/230V/1Ph/(191-0006) | E191 2F/25'Cd/230V/1Ph/(191-0006) | https://www.zoellerpumps.com/en-us/products/sump-effluent-pumps/commercial/180-190-series | EA | 1648 |  | 53514099411 | 93 | LB | 21.25 | 11.75 | 14.75 | 18 Months | YES
291-0008 | EX191 2F/50'Cd/230V/1Ph/Ex Pr/FM/CSA/(191-0013) | EX191 2F/50'Cd/230V/1Ph/Ex Pr/FM/CSA/(191-0013) | https://www.zoellerpumps.com/en-us/products/sump-effluent-pumps/commercial/180-190-series | EA | 2838 |  | 53514331764 | 131 | LB | 32 | 12 | 15 | 18 Months | NO
291-0009 | EX191 2F/35'Cd/230V/1Ph/Ex Pr/FM/CSA/(191-0014) | EX191 2F/35'Cd/230V/1Ph/Ex Pr/FM/CSA/(191-0014) | https://www.zoellerpumps.com/en-us/products/sump-effluent-pumps/commercial/180-190-series | EA | 2808 |  | 53514364687 | 131 | LB | 32 | 12 | 15 | 18 Months | NO
291-0010 | E191 2F/50'Cd/230V/1Ph/(191-0008) | E191 2F/50'Cd/230V/1Ph/(191-0008) | https://www.zoellerpumps.com/en-us/products/sump-effluent-pumps/commercial/180-190-series | EA | 1688 |  | 53514475123 | 93 | LB | 21.25 | 11.75 | 14.75 | 18 Months | NO
292-0001 | M292 2F/115V/1Ph/cCSAus/UL | M292 2F/115V/1Ph/cCSAus/UL | https://www.zoellerpumps.com/en-us/products/sewage-pumps/commercial/290-series | EA | 1157 |  | 53514019044 | 89 | LB | 21.25 | 11.75 | 14.75 | 18 Months | YES
292-0002 | N292 2F/115V/1Ph/CSA | N292 2F/115V/1Ph/CSA | https://www.zoellerpumps.com/en-us/products/sewage-pumps/commercial/290-series | EA | 1042 |  | 53514019051 | 88 | LB | 21.25 | 11.75 | 14.75 | 18 Months | YES
292-0003 | D292 2F/230V/1Ph/cCSAus | D292 2F/230V/1Ph/cCSAus | https://www.zoellerpumps.com/en-us/products/sewage-pumps/commercial/290-series | EA | 1214 |  | 53514353230 | 88 | LB | 21.25 | 11.75 | 14.75 | 18 Months | YES
292-0004 | E292 2F/230V/1Ph/cCSAus | E292 2F/230V/1Ph/cCSAus | https://www.zoellerpumps.com/en-us/products/sewage-pumps/commercial/290-series | EA | 1103 |  | 53514353247 | 88 | LB | 21.25 | 11.75 | 14.75 | 18 Months | YES
292-0006 | M292 2F/25'Cd/115V/1Ph/cCSAus/UL | M292 2F/25'Cd/115V/1Ph/cCSAus/UL | https://www.zoellerpumps.com/en-us/products/sewage-pumps/commercial/290-series | EA | 1257 |  | 53514019075 | 91 | LB | 21.25 | 11.75 | 14.75 | 18 Months | YES
292-0007 | N292 2F/50'Cd/115V/1Ph/CSA | N292 2F/50'Cd/115V/1Ph/CSA | https://www.zoellerpumps.com/en-us/products/sewage-pumps/commercial/290-series | EA | 1182 |  | 53514019082 | 97 | LB | 21.25 | 11.75 | 14.75 | 18 Months | YES
292-0008 | M292 2F/50'Cd/115V/1Ph/cCSAus/UL | M292 2F/50'Cd/115V/1Ph/cCSAus/UL | https://www.zoellerpumps.com/en-us/products/sewage-pumps/commercial/290-series | EA | 1297 |  | 53514019099 | 98 | LB | 21.25 | 11.75 | 14.75 | 18 Months | YES
292-0009 | N292 2F/25'Cd/115V/1Ph/CSA | N292 2F/25'Cd/115V/1Ph/CSA | https://www.zoellerpumps.com/en-us/products/sewage-pumps/commercial/290-series | EA | 1142 |  | 53514025298 | 90 | LB | 21.25 | 11.75 | 14.75 | 18 Months | YES
292-0010 | N292 2F/35'Cd/115V/1Ph/CSA | N292 2F/35'Cd/115V/1Ph/CSA | https://www.zoellerpumps.com/en-us/products/sewage-pumps/commercial/290-series | EA | 1152 |  | 53514028022 | 90 | LB | 21.25 | 11.75 | 14.75 | 18 Months | YES
292-0013 | M292 2F/35'Cd/115V/1Ph/cCSAus/UL | M292 2F/35'Cd/115V/1Ph/cCSAus/UL | https://www.zoellerpumps.com/en-us/products/sewage-pumps/commercial/290-series | EA | 1267 |  | 53514038441 | 94 | LB | 21.25 | 11.75 | 14.75 | 18 Months | YES
292-0014 | BN292 2F/115V/1Ph/Pb20'/cCSAus Pump | BN292 2F/115V/1Ph/Pb20'/cCSAus Pump | https://www.zoellerpumps.com/en-us/products/sewage-pumps/commercial/290-series | EA | 1083 |  | 53514041281 | 90 | LB | 21.25 | 11.75 | 14.75 | 18 Months | YES
292-0020 | NX292 2F/115V/1Ph/Ex Pr/FM/CSA | NX292 2F/115V/1Ph/Ex Pr/FM/CSA | https://www.zoellerpumps.com/en-us/products/sewage-pumps/commercial/290-series | EA | 2378 |  | 53514108755 | 121 | LB | 32 | 12 | 15 | 18 Months | NO
292-0022 | NX292 2F/50'Cd/115V/1Ph/Ex Pr/FM/CSA | NX292 2F/50'Cd/115V/1Ph/Ex Pr/FM/CSA | https://www.zoellerpumps.com/en-us/products/sewage-pumps/commercial/290-series | EA | 2518 |  | 53514145651 | 130 | LB | 32 | 12 | 15 | 18 Months | NO
292-0023 | NX292 2F/25'Cd/115V/1Ph/Ex Pr/FM/CSA | NX292 2F/25'Cd/115V/1Ph/Ex Pr/FM/CSA | https://www.zoellerpumps.com/en-us/products/sewage-pumps/commercial/290-series | EA | 2478 |  | 53514205492 | 127 | LB | 32 | 12 | 15 | 18 Months | NO
292-0024 | BN292 2F/25'Cd/115V/1Ph/Pb25'/cCSAus | BN292 2F/25'Cd/115V/1Ph/Pb25'/cCSAus | https://www.zoellerpumps.com/en-us/products/sewage-pumps/commercial/290-series | EA | 1183 |  | 53514208400 | 91 | LB | 21.25 | 11.75 | 14.75 | 18 Months | YES
292-0025 | MX292 2F/115V/1Ph/Ex Pr/FM/CSA | MX292 2F/115V/1Ph/Ex Pr/FM/CSA | https://www.zoellerpumps.com/en-us/products/sewage-pumps/commercial/290-series | EA | 3064 |  | 53514236601 | 123 | LB | 32 | 12 | 15 | 18 Months | NO
292-0035 | MX292 2F/50'Cd/115V/1Ph/Ex Pr/FM/CSA | MX292 2F/50'Cd/115V/1Ph/Ex Pr/FM/CSA | https://www.zoellerpumps.com/en-us/products/sewage-pumps/commercial/290-series | EA | 3204 |  | 53514313180 | 123 | LB | 32 | 12 | 15 | 18 Months | NO
292-0040 | MX292 2F/25'Cd/115V/1Ph/Ex Pr/FM/CSA | MX292 2F/25'Cd/115V/1Ph/Ex Pr/FM/CSA | https://www.zoellerpumps.com/en-us/products/sewage-pumps/commercial/290-series | EA | 3164 |  | 53514319724 | 123 | LB | 32 | 12 | 15 | 18 Months | NO
292-0043 | J292 2F/200-208V/3Ph/cCSAus | J292 2F/200-208V/3Ph/cCSAus | https://www.zoellerpumps.com/en-us/products/sewage-pumps/commercial/290-series | EA | 1218 |  | 53514341732 | 88 | LB | 21.25 | 11.75 | 14.75 | 18 Months | YES
292-0044 | F292 2F/230V/3Ph/cCSAus | F292 2F/230V/3Ph/cCSAus | https://www.zoellerpumps.com/en-us/products/sewage-pumps/commercial/290-series | EA | 1218 |  | 53514341756 | 88 | LB | 21.25 | 11.75 | 14.75 | 18 Months | YES
292-0045 | G292 2F/460V/3Ph/cCSAus | G292 2F/460V/3Ph/cCSAus | https://www.zoellerpumps.com/en-us/products/sewage-pumps/commercial/290-series | EA | 1218 |  | 53514341770 | 88 | LB | 21.25 | 11.75 | 14.75 | 18 Months | YES
292-0046 | H292 2F/200V/1Ph/cCSAus | H292 2F/200V/1Ph/cCSAus | https://www.zoellerpumps.com/en-us/products/sewage-pumps/commercial/290-series | EA | 1254 |  | 53514347116 | 88 | LB | 21.25 | 11.75 | 14.75 | 18 Months | YES
292-0047 | I292 2F/200V/1Ph/cCSAus | I292 2F/200V/1Ph/cCSAus | https://www.zoellerpumps.com/en-us/products/sewage-pumps/commercial/290-series | EA | 1143 |  | 53514347130 | 88 | LB | 21.25 | 11.75 | 14.75 | 18 Months | YES
292-0048 | DX292 2F/230V/1Ph/Ex Pr/FM/CSA | DX292 2F/230V/1Ph/Ex Pr/FM/CSA | https://www.zoellerpumps.com/en-us/products/sewage-pumps/commercial/290-series | EA | 3106 |  | 53514347727 | 121 | LB | 32 | 12 | 15 | 18 Months | NO
292-0049 | EX292 2F/230V/1Ph/Ex Pr/FM/CSA | EX292 2F/230V/1Ph/Ex Pr/FM/CSA | https://www.zoellerpumps.com/en-us/products/sewage-pumps/commercial/290-series | EA | 2354 |  | 53514347741 | 121 | LB | 32 | 12 | 15 | 18 Months | NO
292-0050 | HX292 2F/200-208V/1Ph/Ex Pr/FM/CSA | HX292 2F/200-208V/1Ph/Ex Pr/FM/CSA | https://www.zoellerpumps.com/en-us/products/sewage-pumps/commercial/290-series | EA | 3146 |  | 53514347765 | 123 | LB | 32 | 12 | 15 | 18 Months | NO
292-0051 | IX292 2F/200-208V/1Ph/Ex Pr/FM/CSA | IX292 2F/200-208V/1Ph/Ex Pr/FM/CSA | https://www.zoellerpumps.com/en-us/products/sewage-pumps/commercial/290-series | EA | 2394 |  | 53514347789 | 123 | LB | 32 | 12 | 15 | 18 Months | NO
292-0052 | JX292 2F/200-208V/3Ph/Ex Pr/FM/CSA | JX292 2F/200-208V/3Ph/Ex Pr/FM/CSA | https://www.zoellerpumps.com/en-us/products/sewage-pumps/commercial/290-series | EA | 2484 |  | 53514347802 | 123 | LB | 32 | 12 | 15 | 18 Months | NO
292-0053 | FX292 2F/230V/3Ph/Ex Pr/FM/CSA | FX292 2F/230V/3Ph/Ex Pr/FM/CSA | https://www.zoellerpumps.com/en-us/products/sewage-pumps/commercial/290-series | EA | 2484 |  | 53514347826 | 123 | LB | 32 | 12 | 15 | 18 Months | NO
292-0054 | GX292 2F/460V/3Ph/Ex Pr/FM/CSA | GX292 2F/460V/3Ph/Ex Pr/FM/CSA | https://www.zoellerpumps.com/en-us/products/sewage-pumps/commercial/290-series | EA | 2484 |  | 53514347840 | 123 | LB | 32 | 12 | 15 | 18 Months | NO
292-0055 | E292 2F/50'Cd/230V/1Ph/cCSAus | E292 2F/50'Cd/230V/1Ph/cCSAus | https://www.zoellerpumps.com/en-us/products/sewage-pumps/commercial/290-series | EA | 1243 |  | 53514359812 | 88 | LB | 21.25 | 11.75 | 14.75 | 18 Months | YES
292-0056 | G292 2F/50'Cd/460V/3Ph/cCSAus | G292 2F/50'Cd/460V/3Ph/cCSAus | https://www.zoellerpumps.com/en-us/products/sewage-pumps/commercial/290-series | EA | 1358 |  | 53514361907 | 88 | LB | 21.25 | 11.75 | 14.75 | 18 Months | YES
292-0057 | J292 2F/35'Cd/200-208V/3Ph/cCSAus | J292 2F/35'Cd/200-208V/3Ph/cCSAus | https://www.zoellerpumps.com/en-us/products/sewage-pumps/commercial/290-series | EA | 1343 |  | 53514355982 | 88 | LB | 21.25 | 11.75 | 14.75 | 18 Months | YES
292-0058 | J292 2F/50'Cd/200-208V/3Ph/cCSAus | J292 2F/50'Cd/200-208V/3Ph/cCSAus | https://www.zoellerpumps.com/en-us/products/sewage-pumps/commercial/290-series | EA | 1358 |  | 53514362348 | 88 | LB | 21.25 | 11.75 | 14.75 | 18 Months | YES
292-0059 | IX292 2F/50'Cd/200-208V/1Ph/Ex Pr/FM/CSA | IX292 2F/50'Cd/200-208V/1Ph/Ex Pr/FM/CSA | https://www.zoellerpumps.com/en-us/products/sewage-pumps/commercial/290-series | EA | 2554 |  | 53514364175 | 123 | LB | 32 | 12 | 15 | 18 Months | NO
292-0060 | G292 2F/25'Cd/460V/3Ph/cCSAus | G292 2F/25'Cd/460V/3Ph/cCSAus | https://www.zoellerpumps.com/en-us/products/sewage-pumps/commercial/290-series | EA | 1318 |  | 53514365608 | 88 | LB | 21.25 | 11.75 | 14.75 | 18 Months | YES
292-0061 | G292 2F/35'Cd/460V/3Ph/cCSAus | G292 2F/35'Cd/460V/3Ph/cCSAus | https://www.zoellerpumps.com/en-us/products/sewage-pumps/commercial/290-series | EA | 1328 |  | 53514365646 | 88 | LB | 21.25 | 11.75 | 14.75 | 18 Months | YES
292-0063 | F292 25' Cd/2F/230V/3Ph/cCSAus | F292 25' Cd/2F/230V/3Ph/cCSAus | https://www.zoellerpumps.com/en-us/products/sewage-pumps/commercial/290-series | EA | 1318 |  | 53514367060 | 88 | LB | 21.25 | 11.75 | 14.75 | 18 Months | YES
292-0064 | GX292 2F/35'Cd/460V/3Ph/Ex Pr/FM/CSA | GX292 2F/35'Cd/460V/3Ph/Ex Pr/FM/CSA | https://www.zoellerpumps.com/en-us/products/sewage-pumps/commercial/290-series | EA | 2594 |  | 53514367213 | 123 | LB | 32 | 12 | 15 | 18 Months | NO
292-0065 | I292 2F/50'Cd/200V/1Ph/cCSAus | I292 2F/50'Cd/200V/1Ph/cCSAus | https://www.zoellerpumps.com/en-us/products/sewage-pumps/commercial/290-series | EA | 1283 |  | 53514367985 | 88 | LB | 21.25 | 11.75 | 14.75 | 18 Months | YES
292-0066 | J292 2F/25'Cd/200-208V/3Ph/cCSAus | J292 2F/25'Cd/200-208V/3Ph/cCSAus | https://www.zoellerpumps.com/en-us/products/sewage-pumps/commercial/290-series | EA | 1318 |  | 53514368654 | 88 | LB | 21.25 | 11.75 | 14.75 | 18 Months | YES
292-0067 | E292 2F/35'Cd/230V/1Ph/cCSAus | E292 2F/35'Cd/230V/1Ph/cCSAus | https://www.zoellerpumps.com/en-us/products/sewage-pumps/commercial/290-series | EA | 1213 |  | 53514370442 | 88 | LB | 21.25 | 11.75 | 14.75 | 18 Months | YES
292-0069 | NX292 2F/35'Cd//115V/1Ph/Ex Pr/FM/CSA | NX292 2F/35'Cd//115V/1Ph/Ex Pr/FM/CSA | https://www.zoellerpumps.com/en-us/products/sewage-pumps/commercial/290-series | EA | 2488 |  | 53514379629 | 121 | LB | 32 | 12 | 15 | 18 Months | NO
292-0071 | JX292 2F/50'Cd/200-208V/3Ph/Ex Pr/FM/CSA | JX292 2F/50'Cd/200-208V/3Ph/Ex Pr/FM/CSA | https://www.zoellerpumps.com/en-us/products/sewage-pumps/commercial/290-series | EA | 2609 |  | 53514387907 | 123 | LB | 32 | 12 | 15 | 18 Months | NO
292-0072 | H292 2F/35'Cd/200V/1Ph/cCSAus | H292 2F/35'Cd/200V/1Ph/cCSAus | https://www.zoellerpumps.com/en-us/products/sewage-pumps/commercial/290-series | EA | 1364 |  | 53514388492 | 88 | LB | 21.25 | 11.75 | 14.75 | 18 Months | YES
292-0073 | H292 2F/50'Cd/200V/1Ph/cCSAus | H292 2F/50'Cd/200V/1Ph/cCSAus | https://www.zoellerpumps.com/en-us/products/sewage-pumps/commercial/290-series | EA | 1394 |  | 53514410896 | 88 | LB | 21.25 | 11.75 | 14.75 | 18 Months | YES
292-0075 | BN292 2F/35'Cd/115V/1Ph/Pb35'/cCSAus Pump | BN292 2F/35'Cd/115V/1Ph/Pb35'/cCSAus Pump | https://www.zoellerpumps.com/en-us/products/sewage-pumps/commercial/290-series | EA | 1193 |  | 53514426927 | 90 | LB | 21.25 | 11.75 | 14.75 | 18 Months | YES
292-0076 | MX292 2F/35'Cd/115V/1Ph/Ex Pr/FM/CSA | MX292 2F/35'Cd/115V/1Ph/Ex Pr/FM/CSA | https://www.zoellerpumps.com/en-us/products/sewage-pumps/commercial/290-series | EA | 3174 |  | 53514431914 | 123 | LB | 32 | 12 | 15 | 18 Months | NO
292-0077 | F292 2F/50'Cd/230V/3Ph/cCSAus | F292 2F/50'Cd/230V/3Ph/cCSAus | https://www.zoellerpumps.com/en-us/products/sewage-pumps/commercial/290-series | EA | 1358 |  | 53514438630 | 88 | LB | 21.25 | 11.75 | 14.75 | 18 Months | YES
292-0078 | E292 2F/25'Cd/230V/1Ph/cCSAus | E292 2F/25'Cd/230V/1Ph/cCSAus | https://www.zoellerpumps.com/en-us/products/sewage-pumps/commercial/290-series | EA | 1203 |  | 53514446444 | 88 | LB | 21.25 | 11.75 | 14.75 | 18 Months | YES
292-0080 | NX292 2F/115V/1Ph/Ex Pr/Bronze Impeller | NX292 2F/115V/1Ph/Ex Pr/Bronze Impeller | https://www.zoellerpumps.com/en-us/products/sewage-pumps/commercial/290-series | EA | 2488 |  | 53514453701 | 121 | LB | 32 | 12 | 15 | 18 Months | NO
292-0081 | M292 2F/115V/1Ph/cCSAus/UL/Bronze Impeller | M292 2F/115V/1Ph/cCSAus/UL/Bronze Impeller | https://www.zoellerpumps.com/en-us/products/sewage-pumps/commercial/290-series | EA | 1267 |  | 53514454609 | 89 | LB | 21.25 | 11.75 | 14.75 | 18 Months | YES
292-0082 | N292 2F/115V/1Ph/CSA/Bronze Impeller | N292 2F/115V/1Ph/CSA/Bronze Impeller | https://www.zoellerpumps.com/en-us/products/sewage-pumps/commercial/290-series | EA | 1152 |  | 53514454623 | 88 | LB | 21.25 | 11.75 | 14.75 | 18 Months | YES
292-0083 | GX292 2F/50'Cd/460V/3Ph/Ex Pr | GX292 2F/50'Cd/460V/3Ph/Ex Pr | https://www.zoellerpumps.com/en-us/products/sewage-pumps/commercial/290-series | EA | 2609 |  | 53514467708 | 123 | LB | 32 | 12 | 15 | 18 Months | YES
292-0084 | D292 2F/25'Cd/230V/1Ph/cCSAus | D292 2F/25'Cd/230V/1Ph/cCSAus | https://www.zoellerpumps.com/en-us/products/sewage-pumps/commercial/290-series | EA | 1314 |  | 53514470258 | 88 | LB | 21.25 | 11.75 | 14.75 | 18 Months | YES
292-0085 | I292 2F/35'Cd/200V/1Ph/cCSAus | I292 2F/35'Cd/200V/1Ph/cCSAus | https://www.zoellerpumps.com/en-us/products/sewage-pumps/commercial/290-series | EA | 1364 |  | 53514471187 | 88 | LB | 21.25 | 11.75 | 14.75 | 18 Months | YES
293-0003 | D293 2F/230V/1Ph/cCSAus/UL | D293 2F/230V/1Ph/cCSAus/UL | https://www.zoellerpumps.com/en-us/products/sewage-pumps/commercial/290-series | EA | 1280 |  | 53514019105 | 90 | LB | 21.25 | 11.75 | 14.75 | 18 Months | YES
293-0004 | E293 2F/230V/1Ph/cCSAus/UL | E293 2F/230V/1Ph/cCSAus/UL | https://www.zoellerpumps.com/en-us/products/sewage-pumps/commercial/290-series | EA | 1160 |  | 53514019112 | 89 | LB | 21.25 | 11.75 | 14.75 | 18 Months | YES
293-0006 | J293 2F/200-208V/3Ph/cCSAus/UL | J293 2F/200-208V/3Ph/cCSAus/UL | https://www.zoellerpumps.com/en-us/products/sewage-pumps/commercial/290-series | EA | 1275 |  | 53514019129 | 89 | LB | 21.25 | 11.75 | 14.75 | 18 Months | YES
293-0009 | I293 2F/200-208V/1Ph/cCSAus | I293 2F/200-208V/1Ph/cCSAus | https://www.zoellerpumps.com/en-us/products/sewage-pumps/commercial/290-series | EA | 1200 |  | 53514019136 | 89 | LB | 21.25 | 11.75 | 14.75 | 18 Months | YES
293-0011 | F293 2F/230V/3Ph/cCSAus/UL | F293 2F/230V/3Ph/cCSAus/UL | https://www.zoellerpumps.com/en-us/products/sewage-pumps/commercial/290-series | EA | 1275 |  | 53514019143 | 89 | LB | 21.25 | 11.75 | 14.75 | 18 Months | YES
293-0014 | G293 2F/460V/3Ph/cCSAus/UL | G293 2F/460V/3Ph/cCSAus/UL | https://www.zoellerpumps.com/en-us/products/sewage-pumps/commercial/290-series | EA | 1275 |  | 53514019150 | 89 | LB | 21.25 | 11.75 | 14.75 | 18 Months | YES
293-0016 | H293 2F/200-208V/1Ph/cCSAus | H293 2F/200-208V/1Ph/cCSAus | https://www.zoellerpumps.com/en-us/products/sewage-pumps/commercial/290-series | EA | 1320 |  | 53514019174 | 90 | LB | 21.25 | 11.75 | 14.75 | 18 Months | YES
293-0017 | D293 2F/50'Cd/230V/1Ph/cCSAus/UL | D293 2F/50'Cd/230V/1Ph/cCSAus/UL | https://www.zoellerpumps.com/en-us/products/sewage-pumps/commercial/290-series | EA | 1420 |  | 53514019181 | 99 | LB | 21.25 | 11.75 | 14.75 | 18 Months | YES
293-0018 | D293 2F/25'Cd/230V/1Ph/cCSAus/UL | D293 2F/25'Cd/230V/1Ph/cCSAus/UL | https://www.zoellerpumps.com/en-us/products/sewage-pumps/commercial/290-series | EA | 1380 |  | 53514019198 | 92 | LB | 21.25 | 11.75 | 14.75 | 18 Months | YES
293-0019 | F293 2F/25'Cd/230V/3Ph/cCSAus/UL | F293 2F/25'Cd/230V/3Ph/cCSAus/UL | https://www.zoellerpumps.com/en-us/products/sewage-pumps/commercial/290-series | EA | 1375 |  | 53514019204 | 91 | LB | 21.25 | 11.75 | 14.75 | 18 Months | YES
293-0020 | D293 2F/35'Cd/230V/1Ph/cCSAus/UL | D293 2F/35'Cd/230V/1Ph/cCSAus/UL | https://www.zoellerpumps.com/en-us/products/sewage-pumps/commercial/290-series | EA | 1390 |  | 53514019211 | 95 | LB | 21.25 | 11.75 | 14.75 | 18 Months | YES
293-0021 | E293 2F/50'Cd/230V/1Ph/cCSAus/UL | E293 2F/50'Cd/230V/1Ph/cCSAus/UL | https://www.zoellerpumps.com/en-us/products/sewage-pumps/commercial/290-series | EA | 1300 |  | 53514019228 | 98 | LB | 21.25 | 11.75 | 14.75 | 18 Months | YES
293-0023 | E293 2F/230V/1Ph/cCSAus | E293 2F/230V/1Ph/cCSAus | https://www.zoellerpumps.com/en-us/products/sewage-pumps/commercial/290-series | EA | 1160 |  | 53514019242 | 89 | LB | 21.25 | 11.75 | 14.75 | 18 Months | YES
293-0025 | E293 2F/25'Cd/230V/1Ph/cCSAus/UL | E293 2F/25'Cd/230V/1Ph/cCSAus/UL | https://www.zoellerpumps.com/en-us/products/sewage-pumps/commercial/290-series | EA | 1260 |  | 53514019266 | 91 | LB | 21.25 | 11.75 | 14.75 | 18 Months | YES
293-0026 | E293 2F/35'Cd/230V/1Ph/cCSAus/UL | E293 2F/35'Cd/230V/1Ph/cCSAus/UL | https://www.zoellerpumps.com/en-us/products/sewage-pumps/commercial/290-series | EA | 1270 |  | 53514028343 | 94 | LB | 21.25 | 11.75 | 14.75 | 18 Months | YES
293-0029 | BE293 2F/230V/1Ph/Pb20'/cCSAus/UL | BE293 2F/230V/1Ph/Pb20'/cCSAus/UL | https://www.zoellerpumps.com/en-us/products/sewage-pumps/commercial/290-series | EA | 1192 |  | 53514041298 | 91 | LB | 21.25 | 11.75 | 14.75 | 18 Months | YES
293-0030 | G293 2F/35'Cd/460V/3Ph/cCSAus/UL | G293 2F/35'Cd/460V/3Ph/cCSAus/UL | https://www.zoellerpumps.com/en-us/products/sewage-pumps/commercial/290-series | EA | 1385 |  | 53514045050 | 94 | LB | 21.25 | 11.75 | 14.75 | 18 Months | YES
293-0031 | G293 2F/25'Cd/460V/3Ph/cCSAus/UL | G293 2F/25'Cd/460V/3Ph/cCSAus/UL | https://www.zoellerpumps.com/en-us/products/sewage-pumps/commercial/290-series | EA | 1375 |  | 53514054298 | 90 | LB | 21.25 | 11.75 | 14.75 | 18 Months | YES
293-0032 | I293 2F/25'Cd/200-208V/1Ph/cCSAus | I293 2F/25'Cd/200-208V/1Ph/cCSAus | https://www.zoellerpumps.com/en-us/products/sewage-pumps/commercial/290-series | EA | 1200 |  | 53514060947 | 91 | LB | 21.25 | 11.75 | 14.75 | 18 Months | YES
293-0046 | IX293 2F/200-208V/1Ph/Ex Pr/FM/CSA | IX293 2F/200-208V/1Ph/Ex Pr/FM/CSA | https://www.zoellerpumps.com/en-us/products/sewage-pumps/commercial/290-series | EA | 2508 |  | 53514108823 | 121 | LB | 32 | 12 | 15 | 18 Months | NO
293-0047 | EX293 2F/230V/1Ph/Ex Pr/FM//CSA | EX293 2F/230V/1Ph/Ex Pr/FM//CSA | https://www.zoellerpumps.com/en-us/products/sewage-pumps/commercial/290-series | EA | 2468 |  | 53514108830 | 121 | LB | 32 | 12 | 15 | 18 Months | NO
293-0048 | JX293 2F/200-208V/3Ph/Ex Pr/FM/CSA | JX293 2F/200-208V/3Ph/Ex Pr/FM/CSA | https://www.zoellerpumps.com/en-us/products/sewage-pumps/commercial/290-series | EA | 2583 |  | 53514108847 | 121 | LB | 32 | 12 | 15 | 18 Months | NO
293-0049 | FX293 2F/230V/3Ph/Ex Pr/FM/CSA | FX293 2F/230V/3Ph/Ex Pr/FM/CSA | https://www.zoellerpumps.com/en-us/products/sewage-pumps/commercial/290-series | EA | 2598 |  | 53514108854 | 121 | LB | 32 | 12 | 15 | 18 Months | NO
293-0050 | GX293 2F/460V/3Ph/Ex Pr/FM/CSA | GX293 2F/460V/3Ph/Ex Pr/FM/CSA | https://www.zoellerpumps.com/en-us/products/sewage-pumps/commercial/290-series | EA | 2583 |  | 53514108861 | 121 | LB | 32 | 12 | 15 | 18 Months | NO
293-0053 | I293 2F/35'Cd/200-208V/1Ph/cCSAus | I293 2F/35'Cd/200-208V/1Ph/cCSAus | https://www.zoellerpumps.com/en-us/products/sewage-pumps/commercial/290-series | EA | 1310 |  | 53514132941 | 93 | LB | 21.25 | 11.75 | 14.75 | 18 Months | YES
293-0054 | J293 2F/35'Cd/200-208V/3Ph/cCSAus/UL | J293 2F/35'Cd/200-208V/3Ph/cCSAus/UL | https://www.zoellerpumps.com/en-us/products/sewage-pumps/commercial/290-series | EA | 1385 |  | 53514134044 | 94 | LB | 21.25 | 11.75 | 14.75 | 18 Months | YES
293-0055 | BE293 2F/25'Cd/230V/1Ph/Pb25'/cCSAus/UL | BE293 2F/25'Cd/230V/1Ph/Pb25'/cCSAus/UL | https://www.zoellerpumps.com/en-us/products/sewage-pumps/commercial/290-series | EA | 1292 |  | 53514154066 | 92 | LB | 21.25 | 11.75 | 14.75 | 18 Months | YES
293-0056 | G293 2F/50'Cd/460V/3Ph/cCSAus/UL | G293 2F/50'Cd/460V/3Ph/cCSAus/UL | https://www.zoellerpumps.com/en-us/products/sewage-pumps/commercial/290-series | EA | 1415 |  | 53514155438 | 93 | LB | 21.25 | 11.75 | 14.75 | 18 Months | YES
293-0058 | I293 2F/50'Cd/200-208V/1Ph/cCSAus | I293 2F/50'Cd/200-208V/1Ph/cCSAus | https://www.zoellerpumps.com/en-us/products/sewage-pumps/commercial/290-series | EA | 1340 |  | 53514158712 | 93 | LB | 21.25 | 11.75 | 14.75 | 18 Months | YES
293-0059 | J293 2F/50'Cd/200-208V/3Ph/cCSAus/UL | J293 2F/50'Cd/200-208V/3Ph/cCSAus/UL | https://www.zoellerpumps.com/en-us/products/sewage-pumps/commercial/290-series | EA | 1415 |  | 53514162382 | 94 | LB | 21.25 | 11.75 | 14.75 | 18 Months | YES
293-0060 | GX293 2F/35'Cd/460V/3Ph/Ex Pr/FM/CSA | GX293 2F/35'Cd/460V/3Ph/Ex Pr/FM/CSA | https://www.zoellerpumps.com/en-us/products/sewage-pumps/commercial/290-series | EA | 2693 |  | 53514164263 | 121 | LB | 32 | 12 | 15 | 18 Months | NO
293-0061 | JX293 2F/50'Cd/200-208V/3Ph/Ex Pr/FM/CSA | JX293 2F/50'Cd/200-208V/3Ph/Ex Pr/FM/CSA | https://www.zoellerpumps.com/en-us/products/sewage-pumps/commercial/290-series | EA | 2723 |  | 53514174231 | 124 | LB | 32 | 12 | 15 | 18 Months | NO
293-0062 | J293 2F/25'Cd/200-208V/3Ph/cCSAus/UL | J293 2F/25'Cd/200-208V/3Ph/cCSAus/UL | https://www.zoellerpumps.com/en-us/products/sewage-pumps/commercial/290-series | EA | 1375 |  | 53514176020 | 94 | LB | 21.25 | 11.75 | 14.75 | 18 Months | YES
293-0063 | IX293 2F/50'Cd/200-208V/1Ph/Ex Pr/FM/CSA | IX293 2F/50'Cd/200-208V/1Ph/Ex Pr/FM/CSA | https://www.zoellerpumps.com/en-us/products/sewage-pumps/commercial/290-series | EA | 2648 |  | 53514195472 | 129 | LB | 32 | 12 | 15 | 18 Months | NO
293-0064 | H293 2F/50'Cd/200-208V/1Ph/cCSAus | H293 2F/50'Cd/200-208V/1Ph/cCSAus | https://www.zoellerpumps.com/en-us/products/sewage-pumps/commercial/290-series | EA | 1460 |  | 53514201555 | 92 | LB | 21.25 | 11.75 | 14.75 | 18 Months | YES
293-0065 | FX293 2F/35'Cd/230V/3Ph/Ex Pr/FM/CSA | FX293 2F/35'Cd/230V/3Ph/Ex Pr/FM/CSA | https://www.zoellerpumps.com/en-us/products/sewage-pumps/commercial/290-series | EA | 2693 |  | 53514202859 | 121 | LB | 32 | 12 | 15 | 18 Months | NO
293-0066 | DX293 2F/230V/1Ph/EX Pr/FM/CSA | DX293 2F/230V/1Ph/EX Pr/FM/CSA | https://www.zoellerpumps.com/en-us/products/sewage-pumps/commercial/290-series | EA | 3155 |  | 53514236625 | 123 | LB | 32 | 12 | 15 | 18 Months | NO
293-0067 | EX293 2F/50'Cord/230V/1Ph/Ex Pr/FM/CSA/ | EX293 2F/50'Cord/230V/1Ph/Ex Pr/FM/CSA/ | https://www.zoellerpumps.com/en-us/products/sewage-pumps/commercial/290-series | EA | 2608 |  | 53514216122 | 121 | LB | 32 | 12 | 15 | 18 Months | NO
293-0068 | JX293 2F/35'Cd/200-208V/3Ph/Ex Pr/FM/CSA | JX293 2F/35'Cd/200-208V/3Ph/Ex Pr/FM/CSA | https://www.zoellerpumps.com/en-us/products/sewage-pumps/commercial/290-series | EA | 2693 |  | 53514213565 | 119 | LB | 32 | 12 | 15 | 18 Months | NO
293-0071 | F293 2F/35'Cd/230V/3Ph/cCSAus/UL | F293 2F/35'Cd/230V/3Ph/cCSAus/UL | https://www.zoellerpumps.com/en-us/products/sewage-pumps/commercial/290-series | EA | 1385 |  | 53514232139 | 91 | LB | 21.25 | 11.75 | 14.75 | 18 Months | YES
293-0074 | H293 2F/35'Cd/200-208V/1Ph/cCSAus | H293 2F/35'Cd/200-208V/1Ph/cCSAus | https://www.zoellerpumps.com/en-us/products/sewage-pumps/commercial/290-series | EA | 1430 |  | 53514265328 | 92 | LB | 21.25 | 11.75 | 14.75 | 18 Months | YES
293-0076 | GX293 2F/50'Cd/460V/3Ph/Ex Pr/FM/CSA | GX293 2F/50'Cd/460V/3Ph/Ex Pr/FM/CSA | https://www.zoellerpumps.com/en-us/products/sewage-pumps/commercial/290-series | EA | 2723 |  | 53514304072 | 125 | LB | 32 | 12 | 15 | 18 Months | NO
293-0077 | JX293 2F/25'Cd/200-208V/3Ph/Ex Pr/FM/CSA | JX293 2F/25'Cd/200-208V/3Ph/Ex Pr/FM/CSA | https://www.zoellerpumps.com/en-us/products/sewage-pumps/commercial/290-series | EA | 2703 |  | 53514307530 | 119 | LB | 32 | 12 | 15 | 18 Months | NO
293-0086 | EX293 2F/35'Cord/230V/1Ph/Ex Pr/FM/CSA/ | EX293 2F/35'Cord/230V/1Ph/Ex Pr/FM/CSA/ | https://www.zoellerpumps.com/en-us/products/sewage-pumps/commercial/290-series | EA | 2578 |  | 53514377892 | 121 | LB | 32 | 12 | 15 | 18 Months | NO
293-0087 | IX293 2F/35'Cd/200-208V/1Ph/Ex Pr/FM/CSA | IX293 2F/35'Cd/200-208V/1Ph/Ex Pr/FM/CSA | https://www.zoellerpumps.com/en-us/products/sewage-pumps/commercial/290-series | EA | 2618 |  | 53514384555 | 129 | LB | 32 | 12 | 15 | 18 Months | NO
293-0090 | FX293 2F/50'Cd/230V/3Ph/Ex Pr/FM/CSA | FX293 2F/50'Cd/230V/3Ph/Ex Pr/FM/CSA | https://www.zoellerpumps.com/en-us/products/sewage-pumps/commercial/290-series | EA | 2723 |  | 53514426101 | 121 | LB | 32 | 12 | 15 | 18 Months | NO
293-0091 | F293 2F/50'Cd/230V/3Ph/cCSAus/UL | F293 2F/50'Cd/230V/3Ph/cCSAus/UL | https://www.zoellerpumps.com/en-us/products/sewage-pumps/commercial/290-series | EA | 1415 |  | 53514438647 | 89 | LB | 21.25 | 11.75 | 14.75 | 18 Months | YES
293-0092 | I293 2F/200-208V/1Ph/cCSAus/Bronze Impeller | I293 2F/200-208V/1Ph/cCSAus/Bronze Impeller | https://www.zoellerpumps.com/en-us/products/sewage-pumps/commercial/290-series | EA | 1310 |  | 53514464691 | 89 | LB | 21.25 | 11.75 | 14.75 | 18 Months | YES
294-0003 | D294 2F/230V/1Ph/cCSAus/UL | D294 2F/230V/1Ph/cCSAus/UL | https://www.zoellerpumps.com/en-us/products/sewage-pumps/commercial/290-series | EA | 1454 |  | 53514019273 | 90 | LB | 21.25 | 11.75 | 14.75 | 18 Months | YES
294-0004 | E294 2F/230V/1Ph/CSA | E294 2F/230V/1Ph/CSA | https://www.zoellerpumps.com/en-us/products/sewage-pumps/commercial/290-series | EA | 1353 |  | 53514019280 | 89 | LB | 21.25 | 11.75 | 14.75 | 18 Months | YES
294-0005 | G294 2F/460V/3Ph/cCSAus/UL | G294 2F/460V/3Ph/cCSAus/UL | https://www.zoellerpumps.com/en-us/products/sewage-pumps/commercial/290-series | EA | 1468 |  | 53514019297 | 89 | LB | 21.25 | 11.75 | 14.75 | 18 Months | YES
294-0006 | F294 2F/230V/3Ph/cCSAus/UL | F294 2F/230V/3Ph/cCSAus/UL | https://www.zoellerpumps.com/en-us/products/sewage-pumps/commercial/290-series | EA | 1468 |  | 53514019303 | 89 | LB | 21.25 | 11.75 | 14.75 | 18 Months | YES
294-0007 | J294 2F/200-208V/3Ph/cCSAus/UL | J294 2F/200-208V/3Ph/cCSAus/UL | https://www.zoellerpumps.com/en-us/products/sewage-pumps/commercial/290-series | EA | 1468 |  | 53514019310 | 89 | LB | 21.25 | 11.75 | 14.75 | 18 Months | YES
294-0008 | D294 2F/50'Cd/230V/1Ph/cCSAu/UL | D294 2F/50'Cd/230V/1Ph/cCSAu/UL | https://www.zoellerpumps.com/en-us/products/sewage-pumps/commercial/290-series | EA | 1594 |  | 53514019327 | 99 | LB | 21.25 | 11.75 | 14.75 | 18 Months | YES
294-0009 | H294 2F/200-208V/1Ph/cCSAus | H294 2F/200-208V/1Ph/cCSAus | https://www.zoellerpumps.com/en-us/products/sewage-pumps/commercial/290-series | EA | 1494 |  | 53514019334 | 90 | LB | 21.25 | 11.75 | 14.75 | 18 Months | YES
294-0010 | I294 2F/200-208V/1Ph/cCSAus | I294 2F/200-208V/1Ph/cCSAus | https://www.zoellerpumps.com/en-us/products/sewage-pumps/commercial/290-series | EA | 1393 |  | 53514019341 | 89 | LB | 21.25 | 11.75 | 14.75 | 18 Months | YES
294-0011 | G294 2F/50'Cd/460V/3Ph/cCSAus/UL | G294 2F/50'Cd/460V/3Ph/cCSAus/UL | https://www.zoellerpumps.com/en-us/products/sewage-pumps/commercial/290-series | EA | 1608 |  | 53514019358 | 98 | LB | 21.25 | 11.75 | 14.75 | 18 Months | YES
294-0012 | J294 2F/25'Cd/200-208V/3Ph/cCSAus/UL | J294 2F/25'Cd/200-208V/3Ph/cCSAus/UL | https://www.zoellerpumps.com/en-us/products/sewage-pumps/commercial/290-series | EA | 1568 |  | 53514019365 | 91 | LB | 21.25 | 11.75 | 14.75 | 18 Months | YES
294-0013 | J294 2F/50'Cd/200-208V/3Ph/cCSAus/UL | J294 2F/50'Cd/200-208V/3Ph/cCSAus/UL | https://www.zoellerpumps.com/en-us/products/sewage-pumps/commercial/290-series | EA | 1608 |  | 53514019372 | 98 | LB | 21.25 | 11.75 | 14.75 | 18 Months | YES
294-0017 | E294 2F/25'Cd/230V/1Ph/CSA | E294 2F/25'Cd/230V/1Ph/CSA | https://www.zoellerpumps.com/en-us/products/sewage-pumps/commercial/290-series | EA | 1453 |  | 53514032036 | 91 | LB | 21.25 | 11.75 | 14.75 | 18 Months | YES
294-0018 | E294 2F/230V/1Ph/CSA | E294 2F/230V/1Ph/CSA | https://www.zoellerpumps.com/en-us/products/sewage-pumps/commercial/290-series | EA | 1353 |  | 53514033392 | 89 | LB | 21.25 | 11.75 | 14.75 | 18 Months | YES
294-0020 | F294 2F/25'Cd/230V/3Ph/cCSAus/UL | F294 2F/25'Cd/230V/3Ph/cCSAus/UL | https://www.zoellerpumps.com/en-us/products/sewage-pumps/commercial/290-series | EA | 1568 |  | 53514037987 | 91 | LB | 21.25 | 11.75 | 14.75 | 18 Months | YES
294-0021 | BE294 2F/20'Pb MFS/230/1PH/CSA | BE294 2F/20'Pb MFS/230/1PH/CSA | https://www.zoellerpumps.com/en-us/products/sewage-pumps/commercial/290-series | EA | 1372 |  | 53514041267 | 91 | LB | 21.25 | 171.75 | 14.75 | 18 Months | YES
294-0022 | E294 2F/35'Cd/230V/1Ph/CSA | E294 2F/35'Cd/230V/1Ph/CSA | https://www.zoellerpumps.com/en-us/products/sewage-pumps/commercial/290-series | EA | 1463 |  | 53514045784 | 93 | LB | 21.25 | 11.75 | 14.75 | 18 Months | YES
294-0025 | D294 2F/25'Cd/230V/1Ph/cCSAus/UL | D294 2F/25'Cd/230V/1Ph/cCSAus/UL | https://www.zoellerpumps.com/en-us/products/sewage-pumps/commercial/290-series | EA | 1554 |  | 53514060749 | 97 | LB | 21.25 | 11.75 | 14.75 | 18 Months | YES
294-0026 | I294 2F/25'Cd/200-208V/1Ph/cCSAus | I294 2F/25'Cd/200-208V/1Ph/cCSAus | https://www.zoellerpumps.com/en-us/products/sewage-pumps/commercial/290-series | EA | 1493 |  | 53514060954 | 91 | LB | 21.25 | 11.75 | 14.75 | 18 Months | YES
294-0027 | D294 2F/35'Cd/230V/1Ph/cCSAus/UL | D294 2F/35'Cd/230V/1Ph/cCSAus/UL | https://www.zoellerpumps.com/en-us/products/sewage-pumps/commercial/290-series | EA | 1564 |  | 53514072193 | 98 | LB | 21.25 | 11.75 | 14.75 | 18 Months | YES
294-0029 | E294 2F/50'Cd/230V/1Ph/CSA | E294 2F/50'Cd/230V/1Ph/CSA | https://www.zoellerpumps.com/en-us/products/sewage-pumps/commercial/290-series | EA | 1493 |  | 53514093860 | 94 | LB | 21.25 | 11.75 | 14.75 | 18 Months | YES
294-0033 | H294 2F/50'Cd/200-208V/1Ph/cCSAus | H294 2F/50'Cd/200-208V/1Ph/cCSAus | https://www.zoellerpumps.com/en-us/products/sewage-pumps/commercial/290-series | EA | 1634 |  | 53514099312 | 92 | LB | 21.25 | 11.75 | 14.75 | 18 Months | YES
294-0034 | I294 2F/50'Cd/200-208V/1Ph/cCSAus | I294 2F/50'Cd/200-208V/1Ph/cCSAus | https://www.zoellerpumps.com/en-us/products/sewage-pumps/commercial/290-series | EA | 1533 |  | 53514101619 | 93 | LB | 21.25 | 11.75 | 14.75 | 18 Months | YES
294-0035 | IX294 2F/200-208V/1Ph/Ex Pr/FMCSA | IX294 2F/200-208V/1Ph/Ex Pr/FMCSA | https://www.zoellerpumps.com/en-us/products/sewage-pumps/commercial/290-series | EA | 2944 |  | 53514108946 | 121 | LB | 32 | 12 | 15 | 18 Months | NO
294-0036 | EX294 2F/230V/1Ph/Ex Pr/FM/CSA | EX294 2F/230V/1Ph/Ex Pr/FM/CSA | https://www.zoellerpumps.com/en-us/products/sewage-pumps/commercial/290-series | EA | 2904 |  | 53514108953 | 121 | LB | 32 | 12 | 15 | 18 Months | NO
294-0037 | JX294 2F/200-208V/3Ph/Ex Pr/FM/CSA | JX294 2F/200-208V/3Ph/Ex Pr/FM/CSA | https://www.zoellerpumps.com/en-us/products/sewage-pumps/commercial/290-series | EA | 3019 |  | 53514108960 | 121 | LB | 32 | 12 | 15 | 18 Months | NO
294-0038 | FX294 2F/230V/3Ph/Ex Pr/FM/CSA | FX294 2F/230V/3Ph/Ex Pr/FM/CSA | https://www.zoellerpumps.com/en-us/products/sewage-pumps/commercial/290-series | EA | 3019 |  | 53514108977 | 121 | LB | 32 | 12 | 15 | 18 Months | NO
294-0039 | GX294 2F/460V/3Ph/Ex Pr/FM/CSA | GX294 2F/460V/3Ph/Ex Pr/FM/CSA | https://www.zoellerpumps.com/en-us/products/sewage-pumps/commercial/290-series | EA | 3019 |  | 53514108984 | 121 | LB | 32 | 12 | 15 | 18 Months | NO
294-0041 | FX294 2F/50'Cd/230V/3Ph/Ex Pr/FM/CSA | FX294 2F/50'Cd/230V/3Ph/Ex Pr/FM/CSA | https://www.zoellerpumps.com/en-us/products/sewage-pumps/commercial/290-series | EA | 3159 |  | 53514137410 | 127 | LB | 32 | 12 | 15 | 18 Months | NO
294-0042 | J294 2F/35'Cd/200-208V/3Ph/cCSAus/UL | J294 2F/35'Cd/200-208V/3Ph/cCSAus/UL | https://www.zoellerpumps.com/en-us/products/sewage-pumps/commercial/290-series | EA | 1578 |  | 53514147860 | 95 | LB | 21.25 | 11.75 | 14.75 | 18 Months | YES
294-0043 | G294 2F/25'Cd/460V/3Ph/cCSAus/UL | G294 2F/25'Cd/460V/3Ph/cCSAus/UL | https://www.zoellerpumps.com/en-us/products/sewage-pumps/commercial/290-series | EA | 1568 |  | 53514149574 | 89 | LB | 21.25 | 11.75 | 14.75 | 18 Months | YES
294-0045 | JX294 2F/25'Cd/200-208V/3Ph/Ex Pr/FM/CSA | JX294 2F/25'Cd/200-208V/3Ph/Ex Pr/FM/CSA | https://www.zoellerpumps.com/en-us/products/sewage-pumps/commercial/290-series | EA | 3119 |  | 53514158286 | 122 | LB | 32 | 12 | 15 | 18 Months | NO
294-0046 | G294 2F/35'Cd/460V/3Ph/cCSAus/UL | G294 2F/35'Cd/460V/3Ph/cCSAus/UL | https://www.zoellerpumps.com/en-us/products/sewage-pumps/commercial/290-series | EA | 1578 |  | 53514162504 | 90 | LB | 21.25 | 11.75 | 14.75 | 18 Months | YES
294-0048 | H294 2F/35'Cd/200-208V/1Ph/cCSAus | H294 2F/35'Cd/200-208V/1Ph/cCSAus | https://www.zoellerpumps.com/en-us/products/sewage-pumps/commercial/290-series | EA | 1604 |  | 53514172794 | 89 | LB | 21.25 | 11.75 | 14.75 | 18 Months | YES
294-0049 | F294 2F/50'Cd/230V/3Ph/cCSAus/UL | F294 2F/50'Cd/230V/3Ph/cCSAus/UL | https://www.zoellerpumps.com/en-us/products/sewage-pumps/commercial/290-series | EA | 1608 |  | 53514178734 | 94 | LB | 21.25 | 11.75 | 14.75 | 18 Months | YES
294-0050 | I294 2F/35'Cd/200-208V/1Ph/cCSAus | I294 2F/35'Cd/200-208V/1Ph/cCSAus | https://www.zoellerpumps.com/en-us/products/sewage-pumps/commercial/290-series | EA | 1503 |  | 53514183356 | 91 | LB | 21.25 | 11.75 | 14.75 | 18 Months | YES
294-0052 | FX294 2F/25'Cd/230V/3Ph/Ex Pr/FM/CSA | FX294 2F/25'Cd/230V/3Ph/Ex Pr/FM/CSA | https://www.zoellerpumps.com/en-us/products/sewage-pumps/commercial/290-series | EA | 3119 |  | 53514205706 | 122 | LB | 32 | 12 | 15 | 18 Months | NO
294-0053 | DX294 2F/230V/1Ph/Ex Pr/FM/CSA | DX294 2F/230V/1Ph/Ex Pr/FM/CSA | https://www.zoellerpumps.com/en-us/products/sewage-pumps/commercial/290-series | EA | 3387 |  | 53514236663 | 128 | LB | 32 | 12 | 15 | 18 Months | NO
294-0055 | H294 2F/25'Cd/200-208V/1Ph/cCSAus | H294 2F/25'Cd/200-208V/1Ph/cCSAus | https://www.zoellerpumps.com/en-us/products/sewage-pumps/commercial/290-series | EA | 1594 |  | 53514228651 | 89 | LB | 21.25 | 11.75 | 14.75 | 18 Months | YES
294-0056 | JX294 2F/50'Cd/200-208V/3Ph/Ex Pr/FM/CSA | JX294 2F/50'Cd/200-208V/3Ph/Ex Pr/FM/CSA | https://www.zoellerpumps.com/en-us/products/sewage-pumps/commercial/290-series | EA | 3159 |  | 53514243623 | 122 | LB | 32 | 12 | 15 | 18 Months | NO
294-0064 | DX294 2F/35'Cd/230V/1Ph/Ex Pr/FM/CSA | DX294 2F/35'Cd/230V/1Ph/Ex Pr/FM/CSA | https://www.zoellerpumps.com/en-us/products/sewage-pumps/commercial/290-series | EA | 3497 |  | 53514337384 | 128 | LB | 32 | 12 | 15 | 18 Months | NO
294-0065 | GX294 2F/35'Cd/460V/3Ph/Ex Pr/FM/CSA | GX294 2F/35'Cd/460V/3Ph/Ex Pr/FM/CSA | https://www.zoellerpumps.com/en-us/products/sewage-pumps/commercial/290-series | EA | 3129 |  | 53514338060 | 121 | LB | 32 | 12 | 15 | 18 Months | NO
294-0071 | GX294 2F/25'Cd/460V/3Ph/Ex Pr/FM/CSA | GX294 2F/25'Cd/460V/3Ph/Ex Pr/FM/CSA | https://www.zoellerpumps.com/en-us/products/sewage-pumps/commercial/290-series | EA | 3119 |  | 53514341589 | 121 | LB | 32 | 12 | 15 | 18 Months | NO
294-0073 | EX294 2F/35'Cd/230V/1Ph/Ex Pr/FM/CSA | EX294 2F/35'Cd/230V/1Ph/Ex Pr/FM/CSA | https://www.zoellerpumps.com/en-us/products/sewage-pumps/commercial/290-series | EA | 3014 |  | 53514360801 | 121 | LB | 32 | 12 | 15 | 18 Months | NO
294-0077 | IX294 2F/35'Cd/200-208V/1Ph/Ex Pr/FMCSA | IX294 2F/35'Cd/200-208V/1Ph/Ex Pr/FMCSA | https://www.zoellerpumps.com/en-us/products/sewage-pumps/commercial/290-series | EA | 3054 |  | 53514388614 | 121 | LB | 32 | 12 | 15 | 18 Months | NO
294-0078 | HX294 2F/35'Cd/200-208V/1Ph/Ex Pr/FM/CSA | HX294 2F/35'Cd/200-208V/1Ph/Ex Pr/FM/CSA | https://www.zoellerpumps.com/en-us/products/sewage-pumps/commercial/290-series | EA | 3054 |  | 53514389093 | 128 | LB | 32 | 12 | 15 | 18 Months | NO
294-0079 | JX294 2F/35'CD/200V/3Ph/Ex Pr/FM//CSA | JX294 2F/35'CD/200V/3Ph/Ex Pr/FM//CSA | https://www.zoellerpumps.com/en-us/products/sewage-pumps/commercial/290-series | EA | 3129 |  | 53514389116 | 121 | LB | 32 | 12 | 15 | 18 Months | NO
294-0084 | F294 2F/35'Cd/230V/3Ph/cCSAus/UL | F294 2F/35'Cd/230V/3Ph/cCSAus/UL | https://www.zoellerpumps.com/en-us/products/sewage-pumps/commercial/290-series | EA | 1578 |  | 53514434960 | 91 | LB | 21.25 | 11.75 | 14.75 | 18 Months | YES
294-0089 | G294 2F/460V/3Ph/cCSAus/Bronze Impeller | G294 2F/460V/3Ph/cCSAus/Bronze Impeller | https://www.zoellerpumps.com/en-us/products/sewage-pumps/commercial/290-series | EA | 1483 |  | 53514473785 | 89 | LB | 21.25 | 11.75 | 14.75 | 18 Months | YES
295-0003 | D295 2F/230V/1Ph/CSA | D295 2F/230V/1Ph/CSA | https://www.zoellerpumps.com/en-us/products/sewage-pumps/commercial/290-series | EA | 1448 |  | 53514019396 | 92 | LB | 21.25 | 11.75 | 14.75 | 18 Months | YES
295-0004 | E295 2F/230V/1Ph/CSA/UL | E295 2F/230V/1Ph/CSA/UL | https://www.zoellerpumps.com/en-us/products/sewage-pumps/commercial/290-series | EA | 1377 |  | 53514019402 | 91 | LB | 21.25 | 11.75 | 14.75 | 18 Months | YES
295-0006 | F295 2F/50'Cd/230V/3Ph/cCSAus/UL | F295 2F/50'Cd/230V/3Ph/cCSAus/UL | https://www.zoellerpumps.com/en-us/products/sewage-pumps/commercial/290-series | EA | 1632 |  | 53514019426 | 100 | LB | 21.25 | 11.75 | 14.75 | 18 Months | YES
295-0007 | D295 2F/25'Cd/230V/1Ph/CSA | D295 2F/25'Cd/230V/1Ph/CSA | https://www.zoellerpumps.com/en-us/products/sewage-pumps/commercial/290-series | EA | 1548 |  | 53514019433 | 94 | LB | 21.25 | 11.75 | 14.75 | 18 Months | YES
295-0008 | F295 2F/230V/3Ph/cCSAus/UL | F295 2F/230V/3Ph/cCSAus/UL | https://www.zoellerpumps.com/en-us/products/sewage-pumps/commercial/290-series | EA | 1492 |  | 53514019440 | 91 | LB | 21.25 | 11.75 | 14.75 | 18 Months | YES
295-0009 | G295 2F/460V/3Ph/cCSAus/UL | G295 2F/460V/3Ph/cCSAus/UL | https://www.zoellerpumps.com/en-us/products/sewage-pumps/commercial/290-series | EA | 1492 |  | 53514019457 | 91 | LB | 21.25 | 11.75 | 14.75 | 18 Months | YES
295-0010 | J295 2F/200-208V/3Ph/cCSAus/UL | J295 2F/200-208V/3Ph/cCSAus/UL | https://www.zoellerpumps.com/en-us/products/sewage-pumps/commercial/290-series | EA | 1492 |  | 53514019464 | 91 | LB | 21.25 | 11.75 | 14.75 | 18 Months | YES
295-0011 | H295 2F/200-208V/1Ph/cCSAus | H295 2F/200-208V/1Ph/cCSAus | https://www.zoellerpumps.com/en-us/products/sewage-pumps/commercial/290-series | EA | 1488 |  | 53514019471 | 92 | LB | 21.25 | 11.75 | 14.75 | 18 Months | YES
295-0012 | I295 2F/200-208V/1Ph/cCSAus | I295 2F/200-208V/1Ph/cCSAus | https://www.zoellerpumps.com/en-us/products/sewage-pumps/commercial/290-series | EA | 1417 |  | 53514019488 | 91 | LB | 21.25 | 11.75 | 14.75 | 18 Months | YES
295-0013 | F295 2F/35'Cd/230V/3Ph/cCSAus/UL | F295 2F/35'Cd/230V/3Ph/cCSAus/UL | https://www.zoellerpumps.com/en-us/products/sewage-pumps/commercial/290-series | EA | 1602 |  | 53514019495 | 96 | LB | 21.25 | 11.75 | 14.75 | 18 Months | YES
295-0014 | G295 2F/25'Cd/460V/3Ph/cCSAus/UL | G295 2F/25'Cd/460V/3Ph/cCSAus/UL | https://www.zoellerpumps.com/en-us/products/sewage-pumps/commercial/290-series | EA | 1592 |  | 53514019501 | 94 | LB | 21.25 | 11.75 | 14.75 | 18 Months | YES
295-0015 | G295 2F/50'Cd/460V/3Ph/cCSAus/UL | G295 2F/50'Cd/460V/3Ph/cCSAus/UL | https://www.zoellerpumps.com/en-us/products/sewage-pumps/commercial/290-series | EA | 1632 |  | 53514019518 | 100 | LB | 21.25 | 11.75 | 14.75 | 18 Months | YES
295-0017 | E295 2F/50'Cd/230V/1Ph/CSA/UL | E295 2F/50'Cd/230V/1Ph/CSA/UL | https://www.zoellerpumps.com/en-us/products/sewage-pumps/commercial/290-series | EA | 1517 |  | 53514019532 | 100 | LB | 21.25 | 11.75 | 14.75 | 18 Months | YES
295-0018 | I295 2F/25'Cd/200-208V/1Ph/cCSAus | I295 2F/25'Cd/200-208V/1Ph/cCSAus | https://www.zoellerpumps.com/en-us/products/sewage-pumps/commercial/290-series | EA | 1517 |  | 53514019549 | 93 | LB | 21.25 | 11.75 | 14.75 | 18 Months | YES
295-0021 | D295 2F/50'Cd/230V/1Ph/CSA | D295 2F/50'Cd/230V/1Ph/CSA | https://www.zoellerpumps.com/en-us/products/sewage-pumps/commercial/290-series | EA | 1588 |  | 53514032968 | 101 | LB | 21.25 | 11.75 | 14.75 | 18 Months | YES
295-0022 | E295 2F/230V/1Ph/CSA/WO Plug | E295 2F/230V/1Ph/CSA/WO Plug | https://www.zoellerpumps.com/en-us/products/sewage-pumps/commercial/290-series | EA | 1377 |  | 53514033408 | 91 | LB | 21.25 | 11.75 | 14.75 | 18 Months | YES
295-0024 | G295 2F/35'Cd/460V/3Ph/cCSAus/UL | G295 2F/35'Cd/460V/3Ph/cCSAus/UL | https://www.zoellerpumps.com/en-us/products/sewage-pumps/commercial/290-series | EA | 1602 |  | 53514042578 | 96 | LB | 21.25 | 11.75 | 14.75 | 18 Months | YES
295-0026 | D295 2F/35'Cd/230V/1Ph/CSA | D295 2F/35'Cd/230V/1Ph/CSA | https://www.zoellerpumps.com/en-us/products/sewage-pumps/commercial/290-series | EA | 1558 |  | 53514043360 | 94 | LB | 21.25 | 11.75 | 14.75 | 18 Months | YES
295-0027 | I295 2F/50'Cd/200-208V/1Ph/cCSAus | I295 2F/50'Cd/200-208V/1Ph/cCSAus | https://www.zoellerpumps.com/en-us/products/sewage-pumps/commercial/290-series | EA | 1557 |  | 53514044404 | 100 | LB | 21.25 | 11.75 | 14.75 | 18 Months | YES
295-0028 | E295 2F/35'Cd/230V/1Ph/CSA/UL | E295 2F/35'Cd/230V/1Ph/CSA/UL | https://www.zoellerpumps.com/en-us/products/sewage-pumps/commercial/290-series | EA | 1487 |  | 53514051976 | 93 | LB | 21.25 | 11.75 | 14.75 | 18 Months | YES
295-0029 | J295 2F/25'Cd/200-208V/3Ph/cCSAus/UL | J295 2F/25'Cd/200-208V/3Ph/cCSAus/UL | https://www.zoellerpumps.com/en-us/products/sewage-pumps/commercial/290-series | EA | 1592 |  | 53514060411 | 92 | LB | 21.25 | 11.75 | 14.75 | 18 Months | YES
295-0030 | E295 2F/25'Cd/230V/1Ph/CSA/UL | E295 2F/25'Cd/230V/1Ph/CSA/UL | https://www.zoellerpumps.com/en-us/products/sewage-pumps/commercial/290-series | EA | 1477 |  | 53514063689 | 92 | LB | 21.25 | 11.75 | 14.75 | 18 Months | YES
295-0034 | J295 2F/35'Cd/200-208V/3Ph/cCSAus/UL | J295 2F/35'Cd/200-208V/3Ph/cCSAus/UL | https://www.zoellerpumps.com/en-us/products/sewage-pumps/commercial/290-series | EA | 1602 |  | 53514076467 | 94 | LB | 21.25 | 11.75 | 14.75 | 18 Months | YES
295-0040 | WD295 2F/230V/1Ph | WD295 2F/230V/1Ph | https://www.zoellerpumps.com/en-us/products/sewage-pumps/commercial/290-series | EA | 1512 |  | 53514090029 | 91 | LB | 21.25 | 11.75 | 14.75 | 18 Months | YES
295-0045 | H295 2F/50'Cd/200-208V/1Ph/cCSAus | H295 2F/50'Cd/200-208V/1Ph/cCSAus | https://www.zoellerpumps.com/en-us/products/sewage-pumps/commercial/290-series | EA | 1628 |  | 53514097752 | 99 | LB | 21.25 | 11.75 | 14.75 | 18 Months | YES
295-0046 | H295 2F/35'Cd/200-208V/1Ph/cCSAus | H295 2F/35'Cd/200-208V/1Ph/cCSAus | https://www.zoellerpumps.com/en-us/products/sewage-pumps/commercial/290-series | EA | 1598 |  | 53514101879 | 90 | LB | 21.25 | 11.75 | 14.75 | 18 Months | YES
295-0048 | IX295 2F/200-208V/1Ph/Ex Pr/FM/CSA | IX295 2F/200-208V/1Ph/Ex Pr/FM/CSA | https://www.zoellerpumps.com/en-us/products/sewage-pumps/commercial/290-series | EA | 3018 |  | 53514109103 | 121 | LB | 32 | 12 | 15 | 18 Months | NO
295-0049 | EX295 2F/230V/1Ph/Ex Pr/FM/CSA | EX295 2F/230V/1Ph/Ex Pr/FM/CSA | https://www.zoellerpumps.com/en-us/products/sewage-pumps/commercial/290-series | EA | 2978 |  | 53514109110 | 121 | LB | 32 | 12 | 15 | 18 Months | NO
295-0050 | JX295 2F/200-208V/3Ph/Ex Pr/FM/CSA | JX295 2F/200-208V/3Ph/Ex Pr/FM/CSA | https://www.zoellerpumps.com/en-us/products/sewage-pumps/commercial/290-series | EA | 3093 |  | 53514109127 | 121 | LB | 32 | 12 | 15 | 18 Months | NO
295-0051 | FX295 2F/230V/3Ph/Ex Pr/FM/CSA | FX295 2F/230V/3Ph/Ex Pr/FM/CSA | https://www.zoellerpumps.com/en-us/products/sewage-pumps/commercial/290-series | EA | 3093 |  | 53514109134 | 121 | LB | 32 | 12 | 15 | 18 Months | NO
295-0052 | GX295 2F/460V/3Ph/Ex Pr/FM/CSA | GX295 2F/460V/3Ph/Ex Pr/FM/CSA | https://www.zoellerpumps.com/en-us/products/sewage-pumps/commercial/290-series | EA | 3093 |  | 53514109141 | 121 | LB | 32 | 12 | 15 | 18 Months | NO
295-0057 | WD295 2F/50'Cd/230V/1Ph | WD295 2F/50'Cd/230V/1Ph | https://www.zoellerpumps.com/en-us/products/sewage-pumps/commercial/290-series | EA | 1652 |  | 53514132613 | 97 | LB | 21.25 | 11.75 | 14.75 | 18 Months | YES
295-0059 | F295 2F/25'Cd/230V/3Ph/cCSAus/UL | F295 2F/25'Cd/230V/3Ph/cCSAus/UL | https://www.zoellerpumps.com/en-us/products/sewage-pumps/commercial/290-series | EA | 1592 |  | 53514159719 | 94 | LB | 21.25 | 11.75 | 14.75 | 18 Months | YES
295-0060 | GX295 2F/35'Cd/460V/3Ph/Ex Pr/FM/CSA | GX295 2F/35'Cd/460V/3Ph/Ex Pr/FM/CSA | https://www.zoellerpumps.com/en-us/products/sewage-pumps/commercial/290-series | EA | 3203 |  | 53514159993 | 123 | LB | 32 | 12 | 15 | 18 Months | NO
295-0061 | GX295 2F/25'Cd/460V/3Ph/Ex Pr/FM/CSA | GX295 2F/25'Cd/460V/3Ph/Ex Pr/FM/CSA | https://www.zoellerpumps.com/en-us/products/sewage-pumps/commercial/290-series | EA | 3193 |  | 53514163686 | 123 | LB | 32 | 12 | 15 | 18 Months | NO
295-0067 | I295 2F/35'Cd/200-208V/1Ph/cCSAus | I295 2F/35'Cd/200-208V/1Ph/cCSAus | https://www.zoellerpumps.com/en-us/products/sewage-pumps/commercial/290-series | EA | 1527 |  | 53514186807 | 97 | LB | 21.25 | 11.75 | 14.75 | 18 Months | YES
295-0068 | FX295 2F/25'Cd/230V/3Ph/Ex Pr/FM/CSA | FX295 2F/25'Cd/230V/3Ph/Ex Pr/FM/CSA | https://www.zoellerpumps.com/en-us/products/sewage-pumps/commercial/290-series | EA | 3193 |  | 53514195175 | 121 | LB | 32 | 12 | 15 | 18 Months | NO
295-0069 | EX295 2F/50'Cd/230V/1Ph/Ex Pr/FM/CSA | EX295 2F/50'Cd/230V/1Ph/Ex Pr/FM/CSA | https://www.zoellerpumps.com/en-us/products/sewage-pumps/commercial/290-series | EA | 3118 |  | 53514201623 | 126 | LB | 32 | 12 | 15 | 18 Months | NO
295-0070 | DX295 2F/230V/1Ph/Ex Pr/FM/CSA | DX295 2F/230V/1Ph/Ex Pr/FM/CSA | https://www.zoellerpumps.com/en-us/products/sewage-pumps/commercial/290-series | EA | 3462 |  | 53514236700 | 128 | LB | 32 | 12 | 15 | 18 Months | NO
295-0071 | HX295 2F/200-208V/1Ph/Ex Pr/FM/CSA | HX295 2F/200-208V/1Ph/Ex Pr/FM/CSA | https://www.zoellerpumps.com/en-us/products/sewage-pumps/commercial/290-series | EA | 3502 |  | 53514236724 | 128 | LB | 32 | 12 | 15 | 18 Months | NO
295-0072 | EX295 2F/35'Cord/230V/1Ph/Ex Pr/FM/CSA | EX295 2F/35'Cord/230V/1Ph/Ex Pr/FM/CSA | https://www.zoellerpumps.com/en-us/products/sewage-pumps/commercial/290-series | EA | 3088 |  | 53514217532 | 121 | LB | 32 | 12 | 15 | 18 Months | NO
295-0074 | J295 2F/50'Cd/200-208V/3Ph/cCSAus/UL | J295 2F/50'Cd/200-208V/3Ph/cCSAus/UL | https://www.zoellerpumps.com/en-us/products/sewage-pumps/commercial/290-series | EA | 1632 |  | 53514304676 | 100 | LB | 21.25 | 11.75 | 14.75 | 18 Months | YES
295-0076 | DX295 2F/50'Cd/230V/1Ph/Ex Pr/FM/CSA | DX295 2F/50'Cd/230V/1Ph/Ex Pr/FM/CSA | https://www.zoellerpumps.com/en-us/products/sewage-pumps/commercial/290-series | EA | 3602 |  | 53514312800 | 128 | LB | 32 | 12 | 15 | 18 Months | NO
295-0078 | JX295 2F/35'Cd/200-208V/3Ph/Ex Pr/FM/CSA | JX295 2F/35'Cd/200-208V/3Ph/Ex Pr/FM/CSA | https://www.zoellerpumps.com/en-us/products/sewage-pumps/commercial/290-series | EA | 3203 |  | 53514331450 | 121 | LB | 32 | 12 | 15 | 18 Months | NO
295-0079 | WD295 2F/25'Cd/230V/1Ph | WD295 2F/25'Cd/230V/1Ph | https://www.zoellerpumps.com/en-us/products/sewage-pumps/commercial/290-series | EA | 1612 |  | 53514333669 | 90 | LB | 22.62 | 11.75 | 14.75 | 18 Months | YES
295-0085 | JX295 2F/50'Cd/200-208V/3Ph/Ex Pr/FM/CSA | JX295 2F/50'Cd/200-208V/3Ph/Ex Pr/FM/CSA | https://www.zoellerpumps.com/en-us/products/sewage-pumps/commercial/290-series | EA | 3233 |  | 53514343637 | 122 | LB | 32 | 12 | 15 | 18 Months | NO
295-0087 | GX295 2F/50'Cd/460V/3Ph/Ex Pr/FM/CSA | GX295 2F/50'Cd/460V/3Ph/Ex Pr/FM/CSA | https://www.zoellerpumps.com/en-us/products/sewage-pumps/commercial/290-series | EA | 3233 |  | 53514358778 | 123 | LB | 32 | 12 | 15 | 18 Months | NO
295-0090 | F295 2F/230V/3Ph/cCSAus/UL/Br Impeller | F295 2F/230V/3Ph/cCSAus/UL/Br Impeller | https://www.zoellerpumps.com/en-us/products/sewage-pumps/commercial/290-series | EA | 1602 |  | 53514415525 | 91 | LB | 21.25 | 11.75 | 14.75 | 18 Months | YES
295-0092 | G295 2F/460V/3Ph/cCSAus/UL/Br Impeller | G295 2F/460V/3Ph/cCSAus/UL/Br Impeller | https://www.zoellerpumps.com/en-us/products/sewage-pumps/commercial/290-series | EA | 1602 |  | 53514439033 | 91 | LB | 21.25 | 11.75 | 14.75 | 18 Months | YES
295-0093 | IX295 2F/50'Cd/200-208V/1Ph/Ex Pr | IX295 2F/50'Cd/200-208V/1Ph/Ex Pr | https://www.zoellerpumps.com/en-us/products/sewage-pumps/commercial/290-series | EA | 3158 |  | 53514446215 | 121 | LB | 32 | 12 | 15 | 18 Months | NO
295-0095 | E295 2F/230V/1Ph/CSA/UL/Bronze Impeller | E295 2F/230V/1Ph/CSA/UL/Bronze Impeller | https://www.zoellerpumps.com/en-us/products/sewage-pumps/commercial/290-series | EA | 1487 |  | 53514454043 | 91 | LB | 21.25 | 11.75 | 14.75 | 18 Months | YES
300-0006 | N300 115/230V/1Ph/ 1/3Hp/Field Wired | N300 115/230V/1Ph/ 1/3Hp/Field Wired | https://www.zoellerpumps.com/en-us/products/potable-water/lawn-sprinkler | EA | 734 |  | 53514139940 | 36 | LB | 13.5 | 14 | 21.5 | 18 Months | NO
30-0015 | Valve,Unicheck-1.5" Pvc/Compression | Valve,Unicheck-1.5" Pvc/Compression | https://www.zoellerpumps.com/en-us/products/check-valves | EA | 48 |  | 53514019594 | 1.1 | LB | 14 | 5.5 | 14 | 18 Months | NO
30-0020 | Valve,Unicheck-2" Pvc/Compression | Valve,Unicheck-2" Pvc/Compression | https://www.zoellerpumps.com/en-us/products/check-valves | EA | 74 |  | 53514019600 | 1.7 | LB | 17.5 | 10 | 13.5 | 18 Months | NO
30-0021 | Valve,Unicheck-Plastic/2" Slip X Slip | Valve,Unicheck-Plastic/2" Slip X Slip | https://www.zoellerpumps.com/en-us/products/check-valves | EA | 46 |  | 53514027049 | 1.6 | LB | 12 | 8.25 | 11 | 18 Months | NO
30-0022 | Valve,Unicheck-Plastic/2"Slip "Rack Pak" | Valve,Unicheck-Plastic/2"Slip "Rack Pak" | https://www.zoellerpumps.com/en-us/products/check-valves | EA | 49 |  | 53514027919 | 1.6 | LB | 12 | 8.25 | 11 | 18 Months | NO
30-0023 | Valve,Unicheck-Plastic/2" Body Asm | Valve,Unicheck-Plastic/2" Body Asm | https://www.zoellerpumps.com/en-us/products/check-valves | EA | 30 |  | 53514027926 | 0.8 | LB | 7.5 | 5.5 | 6 | 18 Months | NO
30-0030 | Valve,Unicheck-3" Pvc/Compression | Valve,Unicheck-3" Pvc/Compression | https://www.zoellerpumps.com/en-us/products/check-valves | EA | 144 |  | 53514019617 | 5 | LB | 18 | 7 | 13.5 | 18 Months | NO
30-0040 | Valve,Quiet Check 1.5"Pvc/Union/Solvent-Weld/PVC | Valve,Quiet Check 1.5"Pvc/Union/Solvent-Weld/PVC | https://www.zoellerpumps.com/en-us/products/check-valves | EA | 29 |  | 53514264147 | 2 | LB | 3.75 | 3.5 | 9.5 | 18 Months | NO
30-0041 | Valve,Quiet Check 1.5"Pvc/Clear/Union-Solvent Weld/PVC | Valve,Quiet Check 1.5"Pvc/Clear/Union-Solvent Weld/PVC | https://www.zoellerpumps.com/en-us/products/check-valves | EA | 34 |  | 53514264161 | 2 | LB | 3.75 | 3.5 | 9.5 | 18 Months | NO
30-0042 | Valve,Quiet Check 2"Pvc/Union/Solvent-Weld/PVC | Valve,Quiet Check 2"Pvc/Union/Solvent-Weld/PVC | https://www.zoellerpumps.com/en-us/products/check-valves | EA | 38 |  | 53514264185 | 3 | LB | 4.5 | 4.5 | 10.5 | 18 Months | NO
30-0043 | Valve,Quiet Check 2"PVc/Clear/Union/Solvent Weld/PVC | Valve,Quiet Check 2"PVc/Clear/Union/Solvent Weld/PVC | https://www.zoellerpumps.com/en-us/products/check-valves | EA | 45 |  | 53514264208 | 3 | LB | 4.5 | 4.5 | 10.5 | 18 Months | NO
30-0044 | Valve,Quiet Check 3"Pvc/Socket/PVC | Valve,Quiet Check 3"Pvc/Socket/PVC | https://www.zoellerpumps.com/en-us/products/check-valves | EA | 72 |  | 53514264222 | 3 | LB | 5.5 | 5.5 | 9.5 | 18 Months | NO
30-0045 | Valve,Quiet Check 3"Pvc/Clear/Socket/PVC | Valve,Quiet Check 3"Pvc/Clear/Socket/PVC | https://www.zoellerpumps.com/en-us/products/check-valves | EA | 82 |  | 53514264246 | 3 | LB | 5.5 | 5.5 | 9.5 | 18 Months | NO
30-0046 | Valve,Quiet Check 1.5"Pvc/Union/Ball Valve/SOC/White | Valve,Quiet Check 1.5"Pvc/Union/Ball Valve/SOC/White | https://www.zoellerpumps.com/en-us/products/check-valves | EA | 48 |  | 53514286286 | 3 | LB | 4.25 | 3.5 | 14.75 | 18 Months | NO
30-0047 | Valve,Quiet Check 1.5"Pvc/Union/Ball Valve/SOC/Clear | Valve,Quiet Check 1.5"Pvc/Union/Ball Valve/SOC/Clear | https://www.zoellerpumps.com/en-us/products/check-valves | EA | 51 |  | 53514286309 | 3 | LB | 4.25 | 3.5 | 14.75 | 18 Months | NO
30-0048 | Valve,Quiet Check 2"Pvc/Union/Ball Valve/SOC/White | Valve,Quiet Check 2"Pvc/Union/Ball Valve/SOC/White | https://www.zoellerpumps.com/en-us/products/check-valves | EA | 58 |  | 53514286323 | 4 | LB | 5 | 4.5 | 16 | 18 Months | NO
30-0049 | Valve,Quiet Check 2"Pvc/Union/Ball Valve/SOC/Clear | Valve,Quiet Check 2"Pvc/Union/Ball Valve/SOC/Clear | https://www.zoellerpumps.com/en-us/products/check-valves | EA | 62 |  | 53514286347 | 4 | LB | 5 | 4.5 | 16 | 18 Months | NO
30-0100 | Valve,Unichk-Union/Ball Valve/1.5"/Pvc/Soc/Sch40 | Valve,Unichk-Union/Ball Valve/1.5"/Pvc/Soc/Sch40 | https://www.zoellerpumps.com/en-us/products/check-valves | EA | 47 |  | 53514105938 | 2 | LB | 12 | 8.25 | 11 | 18 Months | NO
30-0101 | Valve,Unichk-Union Ball Valve/2"/Pvc/Soc/Sch40 | Valve,Unichk-Union Ball Valve/2"/Pvc/Soc/Sch40 | https://www.zoellerpumps.com/en-us/products/check-valves | EA | 59 |  | 53514105952 | 2.8 | LB | 13 | 9.5 | 11.5 | 18 Months | NO
30-0102 | Valve,Unichk-Union/1.5"/Pvc/Solvent Weld | Valve,Unichk-Union/1.5"/Pvc/Solvent Weld | https://www.zoellerpumps.com/en-us/products/check-valves | EA | 31 |  | 53514105969 | 1 | LB | 12 | 8.25 | 11 | 18 Months | NO
30-0103 | Valve,Unichk-Union/2"/Pvc/Solvent Weld | Valve,Unichk-Union/2"/Pvc/Solvent Weld | https://www.zoellerpumps.com/en-us/products/check-valves | EA | 34 |  | 53514105976 | 1.25 | LB | 13 | 9.5 | 11.5 | 18 Months | NO
30-0151 | Valve,Unicheck-2" Slip X Slip/Cast Iron | Valve,Unicheck-2" Slip X Slip/Cast Iron | https://www.zoellerpumps.com/en-us/products/check-valves | EA | 61 |  | 53514019631 | 3.8 | LB | 12 | 8.25 | 11 | 18 Months | NO
30-0152 | Valve,Unicheck-2"Female NPT/Cast Iron/50 Psi | Valve,Unicheck-2"Female NPT/Cast Iron/50 Psi | https://www.zoellerpumps.com/en-us/products/check-valves | EA | 116 |  | 53514019648 | 11 | LB | 7.5 | 5.5 | 6 | 18 Months | NO
30-0160 | Valve,Unicheck-3"Female NPT/Cast Iron | Valve,Unicheck-3"Female NPT/Cast Iron | https://www.zoellerpumps.com/en-us/products/check-valves | EA | 202 |  | 53514019655 | 18 | LB | 9 | 7 | 7 | 18 Months | NO
30-0163 | Valve,Unicheck/1.25"Female NPT | Valve,Unicheck/1.25"Female NPT | https://www.zoellerpumps.com/en-us/products/check-valves | EA | 109 |  | 53514045203 | 7.5 | LB | 7.5 | 5.5 | 5.5 | 18 Months | NO
30-0164 | Valve,Unicheck/1.5" Female NPT | Valve,Unicheck/1.5" Female NPT | https://www.zoellerpumps.com/en-us/products/check-valves | EA | 113 |  | 53514047313 | 7.5 | LB | 7 | 5.5 | 5.5 | 18 Months | NO
30-0165 | Valve,Ball 1.25" (Slip To Slip)/Sch 80/(Colonial) | Valve,Ball 1.25" (Slip To Slip)/Sch 80/(Colonial) | https://www.zoellerpumps.com/en-us/products/check-valves | EA | 61 |  | 53514045951 | 2 | LB | 6.5 | 3.5 | 5.5 | 18 Months | NO
30-0166 | Valve,Ball 1.5" (Slip To Slip)/Sch 80/(Colonial) | Valve,Ball 1.5" (Slip To Slip)/Sch 80/(Colonial) | https://www.zoellerpumps.com/en-us/products/check-valves | EA | 74 |  | 53514045968 | 2 | LB | 6.5 | 3.5 | 5.5 | 18 Months | NO
30-0167 | Valve,Ball 2" (Slip To Slip)/Sch 80/(Colonial) | Valve,Ball 2" (Slip To Slip)/Sch 80/(Colonial) | https://www.zoellerpumps.com/en-us/products/check-valves | EA | 95 |  | 53514045975 | 2.5 | LB | 7 | 4.25 | 6 | 18 Months | NO
30-0175 | Valve,Ball 1.25"/Single Union/(Slip XSlip)Sch 80 | Valve,Ball 1.25"/Single Union/(Slip XSlip)Sch 80 | https://www.zoellerpumps.com/en-us/products/check-valves | EA | 138 |  | 53514088132 | 2 | LB | 5.5 | 3.5 | 4.5 | 18 Months | NO
30-0181 | Valve,Unicheck-Pvc/1.25 Or 1.5 Slip | Valve,Unicheck-Pvc/1.25 Or 1.5 Slip | https://www.zoellerpumps.com/en-us/products/check-valves | EA | 18 |  | 53514019662 | 0.9 | LB | 17.5 | 6.75 | 9.75 | 18 Months | NO
30-0182 | Valve,Unicheck-Pvc/Body Asm 1.25/1.5 | Valve,Unicheck-Pvc/Body Asm 1.25/1.5 | https://www.zoellerpumps.com/en-us/products/check-valves | EA | 12 |  | 53514019679 | 0.4 | LB | 5.5 | 3.5 | 4.5 | 18 Months | NO
30-0187 | Valve,Chk-1.25"Brass/Effluent Turbine | Valve,Chk-1.25"Brass/Effluent Turbine | https://www.zoellerpumps.com/en-us/products/check-valves | EA | 73 |  | 53514119430 | 2 | LB | 4.5 | 2.25 | 2.5 | 18 Months | NO
30-0189 | Valve,Chk-2"Brass/Efflu Ent Turbine | Valve,Chk-2"Brass/Efflu Ent Turbine | https://www.zoellerpumps.com/en-us/products/check-valves | EA | 181 |  | 53514138592 | 3 | LB | 5.5 | 3.5 | 3.5 | 18 Months | NO
30-0191 | Valve,Unicheck-Pvc-1.25/1.5" Slip Gwr | Valve,Unicheck-Pvc-1.25/1.5" Slip Gwr | https://www.zoellerpumps.com/en-us/products/check-valves | EA | 21 |  | 53514019693 | 1 | LB | 17.5 | 6.75 | 9.75 | 18 Months | NO
30-0196 | Valve, Check-Bronze/1" | Valve, Check-Bronze/1" | https://www.zoellerpumps.com/en-us/products/check-valves | EA | 42 |  | 53514219246 | 1 | LB | 0 | 0 | 0 | 18 Months | NO
30-0197 | Valve, Check-Bronze/1-1/4" | Valve, Check-Bronze/1-1/4" | https://www.zoellerpumps.com/en-us/products/check-valves | EA | 55 |  | 53514219260 | 1 | LB | 2.5 | 2.5 | 4 | 18 Months | NO
30-0198 | Valve, Check-Bronze/1-1/2" | Valve, Check-Bronze/1-1/2" | https://www.zoellerpumps.com/en-us/products/check-valves | EA | 56 |  | 53514219284 | 1 | LB | 0 | 0 | 0 | 18 Months | NO
30-0200 | Valve,Unicheck-Plastic/1.25/1.5"Slip SS | Valve,Unicheck-Plastic/1.25/1.5"Slip SS | https://www.zoellerpumps.com/en-us/products/check-valves | EA | 21 |  | 53514019709 | 0.8 | LB | 17.5 | 6.75 | 9.75 | 18 Months | NO
30-0201 | Valve,Unicheck 2" C.I. W/S.S.Coupling | Valve,Unicheck 2" C.I. W/S.S.Coupling | https://www.zoellerpumps.com/en-us/products/check-valves | EA | 63 |  | 53514054816 | 3.8 | LB | 12 | 8 | 11 | 18 Months | NO
30-0202 | Valve,Unicheck 2"Plastic W/S.S. Coupling | Valve,Unicheck 2"Plastic W/S.S. Coupling | https://www.zoellerpumps.com/en-us/products/check-valves | EA | 47 |  | 53514054823 | 1.6 | LB | 12 | 8 | 11 | 18 Months | NO
30-0205 | Union,1.25" Slip X Slip/Sch 80 Pvc | Union,1.25" Slip X Slip/Sch 80 Pvc | https://www.zoellerpumps.com/en-us/products/check-valves | EA | 42 |  | 53514091743 | 3 | LB | 12 | 8 | 11 | 18 Months | NO
30-0207 | Valve,Check 1" Clear Pvc w/Unions | Valve,Check 1" Clear Pvc w/Unions | https://www.zoellerpumps.com/en-us/products/check-valves | EA | 60 |  | 53514151478 | 0.75 | LB | 12 | 8 | 11 | 18 Months | NO
30-0209 | Valve,Check 1.5"/Clear/Pvc W/Unions | Valve,Check 1.5"/Clear/Pvc W/Unions | https://www.zoellerpumps.com/en-us/products/check-valves | EA | 76 |  | 53514151492 | 1 | LB | 7 | 4.25 | 6 | 18 Months | NO
30-0211 | Valve,Check 3"/Pvc | Valve,Check 3"/Pvc | https://www.zoellerpumps.com/en-us/products/check-valves | EA | 102 |  | 53514151515 | 3 | LB | 12 | 8 | 11 | 18 Months | NO
30-0212 | Valve,Check 4"/Pvc | Valve,Check 4"/Pvc | https://www.zoellerpumps.com/en-us/products/check-valves | EA | 145 |  | 53514151522 | 6 | LB | 12 | 8 | 11 | 18 Months | NO
30-0213 | Valve,Ball 1.25" FPT/Brass | Valve,Ball 1.25" FPT/Brass | https://www.zoellerpumps.com/en-us/products/check-valves | EA | 93 |  | 53514151362 | 5 | LB | 7 | 4.25 | 6 | 18 Months | NO
30-0214 | Valve,Unicheck/1.25"Female NPT/High Temp | Valve,Unicheck/1.25"Female NPT/High Temp | https://www.zoellerpumps.com/en-us/products/check-valves | EA | 128 |  | 53514174187 | 7.5 | LB | 7 | 4.25 | 6 | 18 Months | NO
30-0215 | Valve,Unicheck/1.5" Female NPT/High Temp | Valve,Unicheck/1.5" Female NPT/High Temp | https://www.zoellerpumps.com/en-us/products/check-valves | EA | 133 |  | 53514174194 | 7.5 | LB | 7 | 4.25 | 6 | 18 Months | NO
30-0216 | Valve,Unicheck-2"Female NPT/Cast Iron/Hi Temp | Valve,Unicheck-2"Female NPT/Cast Iron/Hi Temp | https://www.zoellerpumps.com/en-us/products/check-valves | EA | 135 |  | 53514174200 | 11 | LB | 12 | 8.25 | 11 | 18 Months | NO
30-0221 | Valve,Ball 3.0" (Slip X Slip)/Sch 80 | Valve,Ball 3.0" (Slip X Slip)/Sch 80 | https://www.zoellerpumps.com/en-us/products/check-valves | EA | 569 |  | 53514176099 | 4.5 | LB | 12 | 8.25 | 11 | 18 Months | NO
30-0223 | Valve,Check 1.25" Brass/Fpt X Fpt | Valve,Check 1.25" Brass/Fpt X Fpt | https://www.zoellerpumps.com/en-us/products/check-valves | EA | 65 |  | 53514196592 | 2 | LB | 5.5 | 3.5 | 4.5 | 18 Months | NO
30-0224 | Valve,Check 1.25"/Clear PVC w/Unions | Valve,Check 1.25"/Clear PVC w/Unions | https://www.zoellerpumps.com/en-us/products/check-valves | EA | 90 |  | 53514225759 | 1 | LB | 0 | 0 | 0 | 18 Months | NO
30-0225 | Valve,Check 2" Brass/Fpt x Fpt/125 Psi/71 Series Grinder | Valve,Check 2" Brass/Fpt x Fpt/125 Psi/71 Series Grinder | https://www.zoellerpumps.com/en-us/products/check-valves | EA | 462 |  | 53514242596 | 4.35 | LB | 4.5 | 3.25 | 4.75 | 18 Months | NO
30-0226 | Valve,Ball 2.0"FPT/Brass | Valve,Ball 2.0"FPT/Brass | https://www.zoellerpumps.com/en-us/products/check-valves | EA | 173 |  | 53514244965 | 9 | LB | 0 | 0 | 0 | 18 Months | NO
30-0238 | Valve,Check/1.5 InLine/Vertical/SS Clamps | Valve,Check/1.5 InLine/Vertical/SS Clamps | https://www.zoellerpumps.com/en-us/products/check-valves | EA | 17 |  | 53514315504 | 0.2 | LB | 0 | 0 | 0 | 18 Months | NO
30-0239 | Valve,Quiet Check 1.25"Pvc/Union/Solvent-Weld/PVC | Valve,Quiet Check 1.25"Pvc/Union/Solvent-Weld/PVC | https://www.zoellerpumps.com/en-us/products/check-valves | EA | 30 |  | 53514317690 | 0.75 | LB | 3.5 | 3.5 | 9.5 | 18 Months | NO
30-0241 | Valve,Quiet Check/1.5"PVC/Hose Clamp/White | Valve,Quiet Check/1.5"PVC/Hose Clamp/White | https://www.zoellerpumps.com/en-us/products/check-valves | EA | 31 |  | 53514333775 | 1.2 | LB | 3.75 | 3.5 | 10.5 | 18 Months | NO
30-0242 | Valve,Quiet Check/1.5"PVC/Hose Clamp/Clear | Valve,Quiet Check/1.5"PVC/Hose Clamp/Clear | https://www.zoellerpumps.com/en-us/products/check-valves | EA | 35 |  | 53514333782 | 1.2 | LB | 3.75 | 3.5 | 10.5 | 18 Months | NO
30-0243 | Valve,Quiet Check/2"PVC/Hose Clamp/White | Valve,Quiet Check/2"PVC/Hose Clamp/White | https://www.zoellerpumps.com/en-us/products/check-valves | EA | 41 |  | 53514333799 | 1.8 | LB | 4.55 | 4.5 | 11.5 | 18 Months | NO
30-0244 | Valve,Quiet Check/2"PVC/Hose Clamp/Clear | Valve,Quiet Check/2"PVC/Hose Clamp/Clear | https://www.zoellerpumps.com/en-us/products/check-valves | EA | 46 |  | 53514333805 | 1.8 | LB | 4.5 | 4.5 | 11.5 | 18 Months | NO
30-0250 | Valve, Check 1.25"/SS/FPT X FPT | Valve, Check 1.25"/SS/FPT X FPT | https://www.zoellerpumps.com/en-us/products/check-valves | EA | 115 |  | 53514448189 | 1.54 | LB | 0 | 0 | 0 | 18 Months | NO
301-0006 | NE301 115/230V/1Ph/.5Hp Field Wired/Dual Volt | NE301 115/230V/1Ph/.5Hp Field Wired/Dual Volt | https://www.zoellerpumps.com/en-us/products/potable-water/end-suction-centrifugal | EA | 772 |  | 53514139957 | 38 | LB | 13.5 | 14 | 21.5 | 18 Months | NO
302-0006 | NE302 115/230V/.75Hp/Field Wired/Dual Volt | NE302 115/230V/.75Hp/Field Wired/Dual Volt | https://www.zoellerpumps.com/en-us/products/potable-water/end-suction-centrifugal | EA | 908 |  | 53514139964 | 42 | LB | 13.5 | 14 | 21.5 | 18 Months | NO
303-0006 | NE303 115/230V/1Ph/1Hp/Field Wired/Dual Volt | NE303 115/230V/1Ph/1Hp/Field Wired/Dual Volt | https://www.zoellerpumps.com/en-us/products/potable-water/end-suction-centrifugal | EA | 950 |  | 53514139971 | 46 | LB | 13.5 | 14 | 21.5 | 18 Months | NO
304-0006 | NE304 115/230V/1Ph/1.5Hp/Field Wired/Dual Volt | NE304 115/230V/1Ph/1.5Hp/Field Wired/Dual Volt | https://www.zoellerpumps.com/en-us/products/potable-water/end-suction-centrifugal | EA | 991 |  | 53514139988 | 51 | LB | 13.5 | 14 | 21.5 | 18 Months | NO
305-0006 | NE305 115/230V/1Ph/2Hp/Field Wired/Dual Volt | NE305 115/230V/1Ph/2Hp/Field Wired/Dual Volt | https://www.zoellerpumps.com/en-us/products/potable-water/end-suction-centrifugal | EA | 1021 |  | 53514139995 | 55 | LB | 13.5 | 14 | 21.5 | 18 Months | NO
307-0006 | NE307 115/230V/1Ph/1HP/Field Wired/Dual Volt/2 Stage/Plastic Impeller | NE307 115/230V/1Ph/1HP/Field Wired/Dual Volt/2 Stage/Plastic Impeller | https://www.zoellerpumps.com/en-us/products/potable-water/two-stage-centrifugal#product-specifications | EA | 1040 |  | 53514217877 | 71 | LB | 11.5 | 14.8 | 24.3 | 18 Months | NO
308-0006 | NE308 115/230V/1Ph/1.5HP/Field Wired/Dual Volt/2 Stage/Plastic Impeller | NE308 115/230V/1Ph/1.5HP/Field Wired/Dual Volt/2 Stage/Plastic Impeller | https://www.zoellerpumps.com/en-us/products/potable-water/two-stage-centrifugal#product-specifications | EA | 1178 |  | 53514217891 | 73 | LB | 11.5 | 14.8 | 24.3 | 18 Months | NO
309-0006 | NE309 115/230V/1Ph/2HP/Field Wired/Dual Volt/2 Stage/Plastic Impeller | NE309 115/230V/1Ph/2HP/Field Wired/Dual Volt/2 Stage/Plastic Impeller | https://www.zoellerpumps.com/en-us/products/potable-water/two-stage-centrifugal#product-specifications | EA | 1314 |  | 53514217914 | 79 | LB | 11.5 | 14.8 | 24.3 | 18 Months | NO
3098-0001 | M3098 115V/1Ph/HT | M3098 115V/1Ph/HT | https://www.zoellerpumps.com/en-us/products/high-temperature/3000-series | EA | 1032 |  | 53514034092 | 53 | LB | 16.25 | 11 | 13.5 | 18 Months | NO
3098-0002 | N3098 115V/1Ph/Hi Temp | N3098 115V/1Ph/Hi Temp | https://www.zoellerpumps.com/en-us/products/high-temperature/3000-series | EA | 917 |  | 53514034108 | 50 | LB | 16.25 | 11 | 13.5 | 18 Months | NO
3098-0003 | D3098 230V/1Ph/HT | D3098 230V/1Ph/HT | https://www.zoellerpumps.com/en-us/products/high-temperature/3000-series | EA | 1093 |  | 53514034115 | 53 | LB | 16.25 | 11 | 13.5 | 18 Months | NO
3098-0004 | E3098 230V/1Ph/HT | E3098 230V/1Ph/HT | https://www.zoellerpumps.com/en-us/products/high-temperature/3000-series | EA | 981 |  | 53514034122 | 50 | LB | 16.25 | 11 | 13.5 | 18 Months | NO
3098-0006 | M3098 115V/1Ph/HT/7'Cond | M3098 115V/1Ph/HT/7'Cond | https://www.zoellerpumps.com/en-us/products/high-temperature/3000-series | EA | 1125 |  | 53514041540 | 54 | LB | 16.25 | 11 | 13.5 | 18 Months | NO
3098-0007 | N3098 115V/1P/HT/13'Cond | N3098 115V/1P/HT/13'Cond | https://www.zoellerpumps.com/en-us/products/high-temperature/3000-series | EA | 1055 |  | 53514042691 | 52 | LB | 16.25 | 11 | 13.5 | 18 Months | NO
3098-0008 | N3098 115V/1P/HT/14'Cond | N3098 115V/1P/HT/14'Cond | https://www.zoellerpumps.com/en-us/products/high-temperature/3000-series | EA | 1070 |  | 53514053369 | 53 | LB | 16.25 | 11 | 13.5 | 18 Months | NO
3098-0009 | M3098 115V/1Ph/HT/6'Cond | M3098 115V/1Ph/HT/6'Cond | https://www.zoellerpumps.com/en-us/products/high-temperature/3000-series | EA | 1110 |  | 53514060688 | 53 | LB | 16.25 | 11 | 13.5 | 18 Months | NO
3098-0010 | N3098 115V/1P/HT 16'Cond | N3098 115V/1P/HT 16'Cond | https://www.zoellerpumps.com/en-us/products/high-temperature/3000-series | EA | 1100 |  | 53514070618 | 53 | LB | 16.25 | 11 | 13.5 | 18 Months | NO
3098-0011 | N3098 115V/1P/HT/20'Cond | N3098 115V/1P/HT/20'Cond | https://www.zoellerpumps.com/en-us/products/high-temperature/3000-series | EA | 1160 |  | 53514084226 | 53 | LB | 16.25 | 11 | 13.5 | 18 Months | NO
3098-0012 | D3098 230V/1Ph/HT/5'Cond | D3098 230V/1Ph/HT/5'Cond | https://www.zoellerpumps.com/en-us/products/high-temperature/3000-series | EA | 1156 |  | 53514114541 | 53 | LB | 16.25 | 11 | 13.5 | 18 Months | NO
3098-0013 | M3098 115V/1Ph/HT/5'Cond | M3098 115V/1Ph/HT/5'Cond | https://www.zoellerpumps.com/en-us/products/high-temperature/3000-series | EA | 1095 |  | 53514117160 | 53 | LB | 16.25 | 11 | 13.5 | 18 Months | NO
3098-0016 | N3098 115V/1P/HT/15'Cond | N3098 115V/1P/HT/15'Cond | https://www.zoellerpumps.com/en-us/products/high-temperature/3000-series | EA | 1085 |  | 53514126391 | 53 | LB | 16.25 | 11 | 13.5 | 18 Months | NO
3098-0017 | N3098 115V/1Ph/HT/9'Cond | N3098 115V/1Ph/HT/9'Cond | https://www.zoellerpumps.com/en-us/products/high-temperature/3000-series | EA | 995 |  | 53514150655 | 53 | LB | 16.25 | 11 | 13.5 | 18 Months | NO
3098-0018 | M3098 20'Cd/1Ph/HT/20' Cond | M3098 20'Cd/1Ph/HT/20' Cond | https://www.zoellerpumps.com/en-us/products/high-temperature/3000-series | EA | 1346 |  | 53514162788 | 56 | LB | 16.25 | 11 | 13.5 | 18 Months | NO
3098-0019 | M3098 115V/1Ph/HT/4'Cond | M3098 115V/1Ph/HT/4'Cond | https://www.zoellerpumps.com/en-us/products/high-temperature/3000-series | EA | 1080 |  | 53514170462 | 53 | LB | 16.25 | 11 | 13.5 | 18 Months | NO
3098-0020 | D3098 230V/1P/HT/10'Cond | D3098 230V/1P/HT/10'Cond | https://www.zoellerpumps.com/en-us/products/high-temperature/3000-series | EA | 1231 |  | 53514181758 | 54 | LB | 16.25 | 11 | 13.5 | 18 Months | NO
3098-0021 | M3098 50'Cd/115V/1Ph/HT | M3098 50'Cd/115V/1Ph/HT | https://www.zoellerpumps.com/en-us/products/high-temperature/3000-series | EA | 1148 |  | 53514205287 | 56 | LB | 16.25 | 11 | 13.5 | 18 Months | NO
3098-0022 | M3098 115V/1Ph/HT/8'Cond | M3098 115V/1Ph/HT/8'Cond | https://www.zoellerpumps.com/en-us/products/high-temperature/3000-series | EA | 1140 |  | 53514263812 | 54 | LB | 16.25 | 11 | 13.5 | 18 Months | NO
3098-0023 | M3098 115V/1Ph/HT/10'Cond | M3098 115V/1Ph/HT/10'Cond | https://www.zoellerpumps.com/en-us/products/high-temperature/3000-series | EA | 1170 |  | 53514282172 | 54 | LB | 16.25 | 11 | 13.5 | 18 Months | NO
3098-0024 | M3098 115V/1Ph/HT/13'Cond | M3098 115V/1Ph/HT/13'Cond | https://www.zoellerpumps.com/en-us/products/high-temperature/3000-series | EA | 1215 |  | 53514282196 | 54 | LB | 16.25 | 11 | 13.5 | 18 Months | NO
3098-0025 | E3098 230V/1Ph/HT/15'Cond | E3098 230V/1Ph/HT/15'Cond | https://www.zoellerpumps.com/en-us/products/high-temperature/3000-series | EA | 1149 |  | 53514294281 | 50 | LB | 16.25 | 11 | 13.5 | 18 Months | NO
3098-0027 | M3098 50'Cd/115V/1Ph/HT/5'Cond | M3098 50'Cd/115V/1Ph/HT/5'Cond | https://www.zoellerpumps.com/en-us/products/high-temperature/3000-series | EA | 1181 |  | 53514445645 | 53 | LB | 13.75 | 16 | 18.375 | 18 Months | NO
31-0004 | Basin,F-S/24X30/2V2D/(1)4"Hub | Basin,F-S/24X30/2V2D/(1)4"Hub | https://www.zoellerpumps.com/en-us/products/package-systems/basins | EA | 549 |  | 53514019808 | 73 | LB | 36 | 40 | 48 | 18 Months | NO
31-0006 | Basin,F-S/24X30/3V3D/(1)4"Hub | Basin,F-S/24X30/3V3D/(1)4"Hub | https://www.zoellerpumps.com/en-us/products/package-systems/basins | EA | 549 |  | 53514019822 | 73 | LB | 36 | 40 | 48 | 18 Months | NO
31-0010 | Basin,F-D/36X36/2V2D/(1)4"Hub/10'Stack | Basin,F-D/36X36/2V2D/(1)4"Hub/10'Stack | https://www.zoellerpumps.com/en-us/products/package-systems/basins | EA | 1569 |  | 53514019860 | 221 | LB | 42 | 40 | 48 | 18 Months | NO
31-0011 | Basin,F-D/36X36/3V3D/(1)4"Hub/10'Stack | Basin,F-D/36X36/3V3D/(1)4"Hub/10'Stack | https://www.zoellerpumps.com/en-us/products/package-systems/basins | EA | 1569 |  | 53514019877 | 221 | LB | 42 | 40 | 48 | 18 Months | NO
31-0027 | Basin,F-S/24X30/3V2D/(1)4"Hub | Basin,F-S/24X30/3V2D/(1)4"Hub | https://www.zoellerpumps.com/en-us/products/package-systems/basins | EA | 549 |  | 53514020033 | 73 | LB | 36 | 40 | 48 | 18 Months | NO
31-0039 | Basin,P-S/24X30/2V2D/(1)4"Hub | Basin,P-S/24X30/2V2D/(1)4"Hub | https://www.zoellerpumps.com/en-us/products/package-systems/basins | EA | 381 |  | 53514020149 | 40 | LB | 36 | 40 | 48 | 18 Months | NO
31-0040 | Basin,P-S/24X30/3V3D/(1)4"Hub | Basin,P-S/24X30/3V3D/(1)4"Hub | https://www.zoellerpumps.com/en-us/products/package-systems/basins | EA | 381 |  | 53514020156 | 40 | LB | 36 | 40 | 48 | 18 Months | NO
31-0042 | Basin,P-S/24X30/3V2D/(1)4"Hub | Basin,P-S/24X30/3V2D/(1)4"Hub | https://www.zoellerpumps.com/en-us/products/package-systems/basins | EA | 381 |  | 53514020170 | 40 | LB | 36 | 40 | 48 | 18 Months | NO
31-0043 | Basin,P-D/30X36/2V2D/(1)4"Hub | Basin,P-D/30X36/2V2D/(1)4"Hub | https://www.zoellerpumps.com/en-us/products/package-systems/basins | EA | 792 |  | 53514020187 | 66 | LB | 42 | 40 | 48 | 18 Months | NO
31-0044 | Basin,P-D/30X36/3V3D/(1)4"Hub | Basin,P-D/30X36/3V3D/(1)4"Hub | https://www.zoellerpumps.com/en-us/products/package-systems/basins | EA | 792 |  | 53514020194 | 66 | LB | 42 | 40 | 48 | 18 Months | NO
31-0046 | Basin,P-D/30X36/3V2D/(1)4"Hub | Basin,P-D/30X36/3V2D/(1)4"Hub | https://www.zoellerpumps.com/en-us/products/package-systems/basins | EA | 792 |  | 53514020217 | 66 | LB | 42 | 40 | 48 | 18 Months | NO
31-0047 | Basin,P-D/36X36/2V2D/(1)4"Hub | Basin,P-D/36X36/2V2D/(1)4"Hub | https://www.zoellerpumps.com/en-us/products/package-systems/basins | EA | 1039 |  | 53514020224 | 141 | LB | 42 | 40 | 48 | 18 Months | NO
31-0048 | Basin,P-D/36X36/3V3D/(1)4"Hub | Basin,P-D/36X36/3V3D/(1)4"Hub | https://www.zoellerpumps.com/en-us/products/package-systems/basins | EA | 1039 |  | 53514020231 | 88 | LB | 42 | 40 | 48 | 18 Months | NO
31-0050 | Basin,P-D/36X36/3V2D/(1)4"Hub | Basin,P-D/36X36/3V2D/(1)4"Hub | https://www.zoellerpumps.com/en-us/products/package-systems/basins | EA | 1039 |  | 53514020255 | 88 | LB | 42 | 40 | 48 | 18 Months | NO
31-0057 | Basin,F-D/36X36/3V2D/(1)4"Hub/10'Stack | Basin,F-D/36X36/3V2D/(1)4"Hub/10'Stack | https://www.zoellerpumps.com/en-us/products/package-systems/basins | EA | 1569 |  | 53514020323 | 221 | LB | 42 | 40 | 48 | 18 Months | NO
31-0071 | Basin,F-D/30X36/2V2D/(1)4"Hub | Basin,F-D/30X36/2V2D/(1)4"Hub | https://www.zoellerpumps.com/en-us/products/package-systems/basins | EA | 998 |  | 53514020460 | 82 | LB | 42 | 40 | 48 | 18 Months | NO
31-0072 | Basin,F-D/30X36/3V3D/(1)4"Hub | Basin,F-D/30X36/3V3D/(1)4"Hub | https://www.zoellerpumps.com/en-us/products/package-systems/basins | EA | 998 |  | 53514020477 | 83 | LB | 42 | 40 | 48 | 18 Months | NO
31-0074 | Basin,F-D/30X36/3V2D/(1)4"Hub | Basin,F-D/30X36/3V2D/(1)4"Hub | https://www.zoellerpumps.com/en-us/products/package-systems/basins | EA | 998 |  | 53514020491 | 83 | LB | 42 | 40 | 48 | 18 Months | NO
31-0081 | Basin,P-S/18X30/2V2D/(1)4"Hub/Split Cover | Basin,P-S/18X30/2V2D/(1)4"Hub/Split Cover | https://www.zoellerpumps.com/en-us/products/package-systems/basins | EA | 143 |  | 53514020569 | 29 | LB | 30 | 21 | 21 | 18 Months | NO
31-0082 | Basin,P-S/18X30/3V3D/(1)4"Hub/12Ga Cover | Basin,P-S/18X30/3V3D/(1)4"Hub/12Ga Cover | https://www.zoellerpumps.com/en-us/products/package-systems/basins | EA | 132 |  | 53514020576 | 22.25 | LB | 30 | 21 | 21 | 18 Months | NO
31-0084 | Basin,P-S/18X30/3V2D/(1)4"Hub | Basin,P-S/18X30/3V2D/(1)4"Hub | https://www.zoellerpumps.com/en-us/products/package-systems/basins | EA | 135 |  | 53514020590 | 22.25 | LB | 30 | 21 | 21 | 18 Months | NO
31-0091 | Basin,P-S/18X30/2V2D/(1)4"Hub/12Ga Cover | Basin,P-S/18X30/2V2D/(1)4"Hub/12Ga Cover | https://www.zoellerpumps.com/en-us/products/package-systems/basins | EA | 132 |  | 53514020668 | 22.25 | LB | 30 | 21 | 21 | 18 Months | NO
31-0124 | Basin,F-D/48X48/2V2D/(1)4"Hub/10'Stack | Basin,F-D/48X48/2V2D/(1)4"Hub/10'Stack | https://www.zoellerpumps.com/en-us/products/package-systems/basins | EA | 2624 |  | 53514020989 | 307 | LB | 54 | 54 | 54 | 18 Months | NO
31-0125 | Basin,F-D/48X48/3V3D/(1)4"Hub/10'Stack | Basin,F-D/48X48/3V3D/(1)4"Hub/10'Stack | https://www.zoellerpumps.com/en-us/products/package-systems/basins | EA | 2624 |  | 53514020996 | 307 | LB | 54 | 54 | 54 | 18 Months | NO
31-0127 | Basin,F-D/48X48/3V2D/(1)4"Hub/10'Stack | Basin,F-D/48X48/3V2D/(1)4"Hub/10'Stack | https://www.zoellerpumps.com/en-us/products/package-systems/basins | EA | 2624 |  | 53514021016 | 307 | LB | 54 | 54 | 54 | 18 Months | NO
31-0154 | Basin,F-S/18X30/2V2D/(1)4"Flat Hub/Split Cover | Basin,F-S/18X30/2V2D/(1)4"Flat Hub/Split Cover | https://www.zoellerpumps.com/en-us/products/package-systems/basins | EA | 268 |  | 53514021283 | 36 | LB | 36 | 21 | 21 | 18 Months | NO
31-0155 | Basin,F-S/18X30/3V3D/(1)4"Flat Hub/Split Cover | Basin,F-S/18X30/3V3D/(1)4"Flat Hub/Split Cover | https://www.zoellerpumps.com/en-us/products/package-systems/basins | EA | 268 |  | 53514021290 | 36 | LB | 36 | 21 | 21 | 18 Months | NO
31-0157 | Basin,F-S/18X30/3V2D/(1)4"Flat Hub/Split Cover | Basin,F-S/18X30/3V2D/(1)4"Flat Hub/Split Cover | https://www.zoellerpumps.com/en-us/products/package-systems/basins | EA | 268 |  | 53514021313 | 36 | LB | 36 | 21 | 21 | 18 Months | NO
31-0159 | Basin,P-S/18X30/2V2D/(1)4"Psl/10'Stack | Basin,P-S/18X30/2V2D/(1)4"Psl/10'Stack | https://www.zoellerpumps.com/en-us/products/package-systems/basins | EA | 182 |  | 53514021337 | 27 | LB | 30 | 21 | 21 | 18 Months | NO
31-0161 | Basin,P-S/18X30/3V3D/(1)4"Psl/10'Stack | Basin,P-S/18X30/3V3D/(1)4"Psl/10'Stack | https://www.zoellerpumps.com/en-us/products/package-systems/basins | EA | 182 |  | 53514021351 | 27 | LB | 30 | 21 | 21 | 18 Months | NO
31-0162 | Basin,P-S/18X30/3V2D/(1)4"Psl/10'Stack | Basin,P-S/18X30/3V2D/(1)4"Psl/10'Stack | https://www.zoellerpumps.com/en-us/products/package-systems/basins | EA | 182 |  | 53514021368 | 27 | LB | 30 | 21 | 21 | 18 Months | NO
31-0214 | Basin,F-S/18X30/2V2D/(1)4"Hub/10'Stack | Basin,F-S/18X30/2V2D/(1)4"Hub/10'Stack | https://www.zoellerpumps.com/en-us/products/package-systems/basins | EA | 292 |  | 53514021818 | 38 | LB | 36 | 21 | 21 | 18 Months | NO
31-0215 | Basin,F-S/18X30/3V3D/(1)4"Hub/10'Stack | Basin,F-S/18X30/3V3D/(1)4"Hub/10'Stack | https://www.zoellerpumps.com/en-us/products/package-systems/basins | EA | 292 |  | 53514021825 | 38 | LB | 36 | 21 | 21 | 18 Months | NO
31-0217 | Basin,F-S/18X30/3V2D/(1)4"Hub/10'Stack | Basin,F-S/18X30/3V2D/(1)4"Hub/10'Stack | https://www.zoellerpumps.com/en-us/products/package-systems/basins | EA | 292 |  | 53514021849 | 38 | LB | 36 | 21 | 21 | 18 Months | NO
31-0218 | Basin,F-S/24X30/2V2D/(1)4"Hub/10'Stack | Basin,F-S/24X30/2V2D/(1)4"Hub/10'Stack | https://www.zoellerpumps.com/en-us/products/package-systems/basins | EA | 769 |  | 53514021856 | 80 | LB | 36 | 40 | 48 | 18 Months | NO
31-0219 | Basin,F-S/24X30/3V3D/(1)4"Hub/10'Stack | Basin,F-S/24X30/3V3D/(1)4"Hub/10'Stack | https://www.zoellerpumps.com/en-us/products/package-systems/basins | EA | 769 |  | 53514021863 | 80 | LB | 36 | 40 | 48 | 18 Months | NO
31-0221 | Basin,F-S/24X30/3V2D/(1)4"Hub/10'Stack | Basin,F-S/24X30/3V2D/(1)4"Hub/10'Stack | https://www.zoellerpumps.com/en-us/products/package-systems/basins | EA | 769 |  | 53514021887 | 80 | LB | 36 | 40 | 48 | 18 Months | NO
31-0222 | Basin,F-D/30X36/2V2D/(1)4"Hub/10'Stack | Basin,F-D/30X36/2V2D/(1)4"Hub/10'Stack | https://www.zoellerpumps.com/en-us/products/package-systems/basins | EA | 1240 |  | 53514021894 | 172 | LB | 42 | 40 | 48 | 18 Months | NO
31-0223 | Basin,F-D/30X36/3V3D/(1)4"Hub/10'Stack | Basin,F-D/30X36/3V3D/(1)4"Hub/10'Stack | https://www.zoellerpumps.com/en-us/products/package-systems/basins | EA | 1240 |  | 53514021900 | 172 | LB | 42 | 40 | 48 | 18 Months | NO
31-0225 | Basin,F-D/30X36/3V2D/(1)4"Hub/10'Stack | Basin,F-D/30X36/3V2D/(1)4"Hub/10'Stack | https://www.zoellerpumps.com/en-us/products/package-systems/basins | EA | 1240 |  | 53514021924 | 172 | LB | 42 | 40 | 48 | 18 Months | NO
31-0249 | Basin,P-S/18X22/3V1.5D/Radon | Basin,P-S/18X22/3V1.5D/Radon | https://www.zoellerpumps.com/en-us/products/package-systems/basins | EA | 107 |  | 53514026370 | 16 | LB | 28 | 21 | 21 | 18 Months | NO
31-0251 | Basin,P-18X22/(1)5"Hole W-Psl | Basin,P-18X22/(1)5"Hole W-Psl | https://www.zoellerpumps.com/en-us/products/package-systems/basins | EA | 44 |  | 53514073411 | 7 | LB | 28 | 21 | 21 | 18 Months | NO
31-0444 | Basin,P-18X22 WO Hub & Hole | Basin,P-18X22 WO Hub & Hole | https://www.zoellerpumps.com/en-us/products/package-systems/basins | EA | 40 |  | 53514040147 | 7 | LB | 28 | 21 | 21 | 18 Months | NO
31-0445 | Basin,P-S/18X22 WO Hub & Hole/(Pedestal) | Basin,P-S/18X22 WO Hub & Hole/(Pedestal) | https://www.zoellerpumps.com/en-us/products/package-systems/basins | EA | 70 |  | 53514039820 | 9 | LB | 28 | 21 | 21 | 18 Months | NO
31-0594 | Basin,F-S/24X72/Blank Cvr/AFD/W-Pseal | Basin,F-S/24X72/Blank Cvr/AFD/W-Pseal | https://www.zoellerpumps.com/en-us/products/package-systems/basins | EA | 977 |  | 53514060992 | 107 | LB | 78 | 40 | 48 | 18 Months | NO
31-0608 | Basin,P-S/18X30/2"Int V/2D/(1)4"P-Sl/Poly Cover | Basin,P-S/18X30/2"Int V/2D/(1)4"P-Sl/Poly Cover | https://www.zoellerpumps.com/en-us/products/package-systems/basins | EA | 149 |  | 53514062439 | 18 | LB | 30 | 21 | 21 | 18 Months | NO
31-0615 | Basin,P-S/18X30/2V2D/(1)4"P-Seal/12Ga Cover | Basin,P-S/18X30/2V2D/(1)4"P-Seal/12Ga Cover | https://www.zoellerpumps.com/en-us/products/package-systems/basins | EA | 139 |  | 53514062477 | 23 | LB | 36 | 21 | 21 | 18 Months | NO
31-0813 | Extension,Basin-F 12" For 36" Dia | Extension,Basin-F 12" For 36" Dia | https://www.zoellerpumps.com/en-us/products/package-systems/basins | EA | 255 |  | 53514070021 | 49 | lb | 13 | 40 | 40 | 18 Months | NO
31-0866 | Basin,F-S/24X48/Blnk Fg Cvr/AFD/P-Seals | Basin,F-S/24X48/Blnk Fg Cvr/AFD/P-Seals | https://www.zoellerpumps.com/en-us/products/package-systems/basins | EA | 757 |  | 53514080525 | 88 | LB | 54 | 40 | 48 | 18 Months | NO
31-0946 | Basin,F-S/24X60/Blank Cvr/AFD/W-P-Seal | Basin,F-S/24X60/Blank Cvr/AFD/W-P-Seal | https://www.zoellerpumps.com/en-us/products/package-systems/basins | EA | 924 |  | 53514088972 | 103 | LB | 66 | 40 | 48 | 18 Months | NO
31-0994 | Extension,Basin-F 12" For 24"Dia | Extension,Basin-F 12" For 24"Dia | https://www.zoellerpumps.com/en-us/products/package-systems/basins | EA | 180 |  | 53514096212 | 26 | LB | 13 | 28 | 28 | 18 Months | NO
311-0002 | Pump,Transfer 115V/1Ph/60Hz/cCSAus | Pump,Transfer 115V/1Ph/60Hz/cCSAus | https://www.zoellerpumps.com/en-us/products/utility-pedestal/transfer-pumps/model-311 | EA | 157 |  | 53514137212 | 7.75 | LB | 11 | 9.5 | 10.5 | 90 Days | YES
31-1098 | Basin,PSF-S/18X30/2V2D/(1)4"Hole/PSF Cover | Basin,PSF-S/18X30/2V2D/(1)4"Hole/PSF Cover | https://www.zoellerpumps.com/en-us/products/package-systems/basins | EA | 188 |  | 53514111915 | 24 | LB | 36 | 22 | 22 | 18 Months | NO
31-1099 | Basin,PSF-S/18X30/2V2D/(1)4"Hole/PSF Split Cover | Basin,PSF-S/18X30/2V2D/(1)4"Hole/PSF Split Cover | https://www.zoellerpumps.com/en-us/products/package-systems/basins | EA | 193 |  | 53514111922 | 24 | LB | 36 | 22 | 22 | 18 Months | NO
31-1100 | Basin,PSF-S/18X30/3V3D/(1)4"Hole/PSF Split Cover | Basin,PSF-S/18X30/3V3D/(1)4"Hole/PSF Split Cover | https://www.zoellerpumps.com/en-us/products/package-systems/basins | EA | 193 |  | 53514111939 | 24 | LB | 36 | 22 | 22 | 18 Months | NO
31-1101 | Basin,PSF-S/18X30/3V2D/(1)4"Hole/PSF Split Cover | Basin,PSF-S/18X30/3V2D/(1)4"Hole/PSF Split Cover | https://www.zoellerpumps.com/en-us/products/package-systems/basins | EA | 193 |  | 53514111946 | 24 | LB | 36 | 22 | 22 | 18 Months | NO
31-1102 | Basin,PSF-S/24X36/2V2D/(1)4"Hole/Solid FG Cover | Basin,PSF-S/24X36/2V2D/(1)4"Hole/Solid FG Cover | https://www.zoellerpumps.com/en-us/products/package-systems/basins | EA | 503 |  | 53514111953 | 51 | LB | 42 | 40 | 48 | 18 Months | NO
31-1103 | Basin,PSF-S/24X36/3V3D/(1)4"Hole/FgCover | Basin,PSF-S/24X36/3V3D/(1)4"Hole/FgCover | https://www.zoellerpumps.com/en-us/products/package-systems/basins | EA | 503 |  | 53514111960 | 51 | LB | 42 | 40 | 48 | 18 Months | NO
31-1104 | Basin,PSF-S/24X36/3V2D/(1)4"Hole WithCombo Hub | Basin,PSF-S/24X36/3V2D/(1)4"Hole WithCombo Hub | https://www.zoellerpumps.com/en-us/products/package-systems/basins | EA | 503 |  | 53514111977 | 51 | LB | 42 | 40 | 48 | 18 Months | NO
31-1105 | Basin,PSF-D/30X36/2V2D/(1)4"Hole/FG Cover W-Insp | Basin,PSF-D/30X36/2V2D/(1)4"Hole/FG Cover W-Insp | https://www.zoellerpumps.com/en-us/products/package-systems/basins | EA | 914 |  | 53514111984 | 75 | LB | 38 | 34 | 34 | 18 Months | NO
31-1106 | Basin,PSF-D/30X36/3V3D/(1)4"Hole/FG Cover W-Insp | Basin,PSF-D/30X36/3V3D/(1)4"Hole/FG Cover W-Insp | https://www.zoellerpumps.com/en-us/products/package-systems/basins | EA | 914 |  | 53514111991 | 75 | LB | 42 | 40 | 48 | 18 Months | NO
31-1107 | Basin,PSF-D/30X36/3V2D/(1)4"Hole/FG Cover W-Insp | Basin,PSF-D/30X36/3V2D/(1)4"Hole/FG Cover W-Insp | https://www.zoellerpumps.com/en-us/products/package-systems/basins | EA | 914 |  | 53514112004 | 75 | LB | 42 | 40 | 48 | 18 Months | NO
31-1338 | Basin,PSF-S/18X30/2 & 3V 2D/Economy | Basin,PSF-S/18X30/2 & 3V 2D/Economy | https://www.zoellerpumps.com/en-us/products/package-systems/basins | EA | 130 |  | 53514134181 | 23 | LB | 36 | 22 | 22 | 18 Months | NO
31-1450 | Basin,F-S/36X48/Blnk Cvr/Pipe Seal Pak | Basin,F-S/36X48/Blnk Cvr/Pipe Seal Pak | https://www.zoellerpumps.com/en-us/products/package-systems/basins | EA | 1478 |  | 53514144333 | 145 | LB | 54 | 40 | 48 | 18 Months | NO
31-1451 | Basin,F-S/36X60/Blnk Cvr/Pipe Seal Pak | Basin,F-S/36X60/Blnk Cvr/Pipe Seal Pak | https://www.zoellerpumps.com/en-us/products/package-systems/basins | EA | 1601 |  | 53514144340 | 159 | LB | 66 | 40 | 48 | 18 Months | NO
31-1452 | Basin,F-D/36X72/Blnk Cvr/Pipe Seal Pak | Basin,F-D/36X72/Blnk Cvr/Pipe Seal Pak | https://www.zoellerpumps.com/en-us/products/package-systems/basins | EA | 2033 |  | 53514144357 | 234 | LB | 78 | 40 | 48 | 18 Months | NO
31-1473 | Extension,Basin-PSF 12" For 18"Dia | Extension,Basin-PSF 12" For 18"Dia | https://www.zoellerpumps.com/en-us/products/package-systems/basins | EA | 123 |  | 53514146214 | 10 | LB | 13 | 22 | 22 | 18 Months | NO
31-1476 | Extension,Basin-PSF 6" For 18"Dia | Extension,Basin-PSF 6" For 18"Dia | https://www.zoellerpumps.com/en-us/products/package-systems/basins | EA | 103 |  | 53514146221 | 5 | LB | 7 | 22 | 22 | 18 Months | NO
31-1586 | Basin,F-S/30X72/Blnk Fg Cvr/P-Sl Pak/AFD | Basin,F-S/30X72/Blnk Fg Cvr/P-Sl Pak/AFD | https://www.zoellerpumps.com/en-us/products/package-systems/basins | EA | 1907 |  | 53514158613 | 176 | LB | 78 | 40 | 48 | 18 Months | NO
31-1608 | Basin,PSF-S/18X30/2V2D/Sih/Split Cvr/AFD/Torque Stops | Basin,PSF-S/18X30/2V2D/Sih/Split Cvr/AFD/Torque Stops | https://www.zoellerpumps.com/en-us/products/package-systems/basins | EA | 240 |  | 53514160531 | 24 | LB | 36 | 22 | 22 | 18 Months | NO
31-1830 | Basin,F-S/30X48/Blnk Cvr/Pipe Seal Pak | Basin,F-S/30X48/Blnk Cvr/Pipe Seal Pak | https://www.zoellerpumps.com/en-us/products/package-systems/basins | EA | 1124 |  | 53514187057 | 112 | LB | 54 | 40 | 48 | 18 Months | NO
31-1831 | Basin,F-S/30X60/Blnk Cvr/Pipe Seal Pak | Basin,F-S/30X60/Blnk Cvr/Pipe Seal Pak | https://www.zoellerpumps.com/en-us/products/package-systems/basins | EA | 1400 |  | 53514187064 | 124 | LB | 66 | 40 | 48 | 18 Months | NO
31-1855 | Basin,P-S/18X30/Wo Hole/4"Hub/Poly Cvr W/Cd Seal | Basin,P-S/18X30/Wo Hole/4"Hub/Poly Cvr W/Cd Seal | https://www.zoellerpumps.com/en-us/products/package-systems/basins | EA | 120 |  | 53514190057 | 15 | LB | 36 | 40 | 48 | 18 Months | NO
31-1996 | Basin,F-S/24X36/1.5V1.5D/4"Hub Loose/FGPerforated Cvr | Basin,F-S/24X36/1.5V1.5D/4"Hub Loose/FGPerforated Cvr | https://www.zoellerpumps.com/en-us/products/package-systems/basins | EA | 1001 |  | 53514209544 | 65 | LB | 30 | 40 | 48 | 18 Months | NO
31-1997 | Basin,P-S/24X24/2V2D/ZCO/1 Hole Cord Seal | Basin,P-S/24X24/2V2D/ZCO/1 Hole Cord Seal | https://www.zoellerpumps.com/en-us/products/package-systems/basins | EA | 259 |  | 53514213183 | 28 | LB | 30 | 40 | 48 | 18 Months | NO
31-2228 | Basin,PSF-18X30/4" Hub Hole WO Hub/Torque Stops | Basin,PSF-18X30/4" Hub Hole WO Hub/Torque Stops | https://www.zoellerpumps.com/en-us/products/package-systems/basins | EA | 78 |  | 53514311742 | 16 | LB | 36 | 22 | 22 | 18 Months | NO
31-2229 | Basin,PSF-18X30/4" Hub Hole WO Hub | Basin,PSF-18X30/4" Hub Hole WO Hub | https://www.zoellerpumps.com/en-us/products/package-systems/basins | EA | 78 |  | 53514314590 | 16 | LB | 36 | 22 | 22 | 18 Months | NO
31-2325 | Basin,PSF-18X30/With Out Hub & Hole | Basin,PSF-18X30/With Out Hub & Hole | https://www.zoellerpumps.com/en-us/products/package-systems/basins | EA | 79 |  | 53514311759 | 16 | LB | 36 | 22 | 22 | 18 Months | NO
31-2379 | Basin,PSF-18X30/4" Hole With 4" Pipe Seal/Torque Stops | Basin,PSF-18X30/4" Hole With 4" Pipe Seal/Torque Stops | https://www.zoellerpumps.com/en-us/products/package-systems/basins | EA | 89 |  | 53514327750 | 16 | LB | 36 | 22 | 22 | 18 Months | NO
31-2380 | Basin,PSF-18x30/4" Hole With 4" Pipe Seal | Basin,PSF-18x30/4" Hole With 4" Pipe Seal | https://www.zoellerpumps.com/en-us/products/package-systems/basins | EA | 88 |  | 53514327767 | 16 | LB | 36 | 22 | 22 | 18 Months | NO
3137-0001 | M3137 115V/1Ph/HT | M3137 115V/1Ph/HT | https://www.zoellerpumps.com/en-us/products/high-temperature/3000-series | EA | 1268 |  | 53514022020 | 57 | LB | 13.75 | 11 | 11 | 18 Months | NO
3137-0002 | N3137 115V/1Ph/Hi Temp | N3137 115V/1Ph/Hi Temp | https://www.zoellerpumps.com/en-us/products/high-temperature/3000-series | EA | 1132 |  | 53514022037 | 53 | LB | 13.75 | 11 | 11 | 18 Months | NO
3137-0003 | D3137 230V/1Ph/HT | D3137 230V/1Ph/HT | https://www.zoellerpumps.com/en-us/products/high-temperature/3000-series | EA | 1270 |  | 53514022044 | 57 | LB | 13.75 | 11 | 11 | 18 Months | NO
3137-0004 | E3137 230V/1Ph/HT | E3137 230V/1Ph/HT | https://www.zoellerpumps.com/en-us/products/high-temperature/3000-series | EA | 1137 |  | 53514022051 | 53 | LB | 13.75 | 11 | 11 | 18 Months | NO
3137-0005 | M3137 25'Cd/115V/1Ph/HT | M3137 25'Cd/115V/1Ph/HT | https://www.zoellerpumps.com/en-us/products/high-temperature/3000-series | EA | 1334 |  | 53514022068 | 59 | LB | 13.75 | 11 | 11 | 18 Months | NO
3137-0008 | E3137 230V/1P/10'Cond/HT | E3137 230V/1P/10'Cond/HT | https://www.zoellerpumps.com/en-us/products/high-temperature/3000-series | EA | 1230 |  | 53514029791 | 55 | LB | 13.75 | 11 | 11 | 18 Months | NO
3137-0009 | N3137 115V/1P/20'Cond/HT | N3137 115V/1P/20'Cond/HT | https://www.zoellerpumps.com/en-us/products/high-temperature/3000-series | EA | 1375 |  | 53514032531 | 55 | LB | 13.75 | 11 | 11 | 18 Months | NO
3137-0012 | M3137 35'Cd/115V/1Ph/HT | M3137 35'Cd/115V/1Ph/HT | https://www.zoellerpumps.com/en-us/products/high-temperature/3000-series | EA | 1354 |  | 53514041946 | 62 | LB | 13.75 | 11 | 11 | 18 Months | NO
3137-0014 | M3137 115V/1Ph/6'Cond/HT | M3137 115V/1Ph/6'Cond/HT | https://www.zoellerpumps.com/en-us/products/high-temperature/3000-series | EA | 1346 |  | 53514060978 | 58 | LB | 13.75 | 11 | 11 | 18 Months | NO
3137-0016 | M3137 115V/1Ph/5'Cond/HT | M3137 115V/1Ph/5'Cond/HT | https://www.zoellerpumps.com/en-us/products/high-temperature/3000-series | EA | 1331 |  | 53514092658 | 58 | LB | 13.75 | 11 | 11 | 18 Months | NO
3137-0017 | N3137 115V/1P/15'Cond/HT | N3137 115V/1P/15'Cond/HT | https://www.zoellerpumps.com/en-us/products/high-temperature/3000-series | EA | 1300 |  | 53514092825 | 54 | LB | 13.75 | 11 | 11 | 18 Months | NO
3137-0018 | N3137 115V/1P/25'Cond/HT | N3137 115V/1P/25'Cond/HT | https://www.zoellerpumps.com/en-us/products/high-temperature/3000-series | EA | 1450 |  | 53514143534 | 56 | LB | 13.75 | 11 | 11 | 18 Months | NO
3137-0019 | N3137 115V/1P/12'Cond/HT | N3137 115V/1P/12'Cond/HT | https://www.zoellerpumps.com/en-us/products/high-temperature/3000-series | EA | 1255 |  | 53514176129 | 54 | LB | 13.75 | 11 | 11 | 18 Months | NO
3137-0020 | D3137 230V/1Ph/10' Conduit/HT | D3137 230V/1Ph/10' Conduit/HT | https://www.zoellerpumps.com/en-us/products/high-temperature/3000-series | EA | 1408 |  | 53514259853 | 57 | LB | 13.75 | 11 | 11 | 18 Months | NO
3137-0021 | M3137 25'Cd/115V/1Ph/6'Cond/HT | M3137 25'Cd/115V/1Ph/6'Cond/HT | https://www.zoellerpumps.com/en-us/products/high-temperature/3000-series | EA | 1382 |  | 53514328641 | 58 | LB | 13.75 | 11 | 11 | 18 Months | NO
3137-0022 | M3137 115V/1Ph/10'Cond/HT | M3137 115V/1Ph/10'Cond/HT | https://www.zoellerpumps.com/en-us/products/high-temperature/3000-series | EA | 1406 |  | 53514351304 | 59 | LB | 13.75 | 11 | 11 | 18 Months | NO
3137-0023 | N3137 115V/1P/30'Cond/HT | N3137 115V/1P/30'Cond/HT | https://www.zoellerpumps.com/en-us/products/high-temperature/3000-series | EA | 1525 |  | 53514352592 | 56 | LB | 13.75 | 11 | 11 | 18 Months | NO
3137-0024 | M3137 115V/1Ph/20'Cond/HT | M3137 115V/1Ph/20'Cond/HT | https://www.zoellerpumps.com/en-us/products/high-temperature/3000-series | EA | 1556 |  | 53514356200 | 59 | LB | 13.75 | 11 | 11 | 18 Months | NO
3137-0026 | M3137 115V/1Ph/17'Cond/HT | M3137 115V/1Ph/17'Cond/HT | https://www.zoellerpumps.com/en-us/products/high-temperature/3000-series | EA | 1511 |  | 53514373894 | 59 | LB | 13.75 | 11 | 11 | 18 Months | NO
3137-0027 | N3137 115V/1P/50'Cond/HT | N3137 115V/1P/50'Cond/HT | https://www.zoellerpumps.com/en-us/products/high-temperature/3000-series | EA | 1825 |  | 53514467180 | 56 | LB | 13.75 | 11 | 11 | 18 Months | NO
314-0002 | Pump,Utility Transfer/115V/1Ph/.5Hp/cCSAus | Pump,Utility Transfer/115V/1Ph/.5Hp/cCSAus | https://www.zoellerpumps.com/en-us/products/utility-pedestal/transfer-pumps/model-314 | EA | 322 |  | 53514145842 | 17 | LB | 11.5 | 7 | 9.5 | 18 Months | NO
3161-0001 | M3161 115V/1Ph/HT | M3161 115V/1Ph/HT | https://www.zoellerpumps.com/en-us/products/high-temperature/3000-series | EA | 1994 |  | 53514060213 | 90 | LB | 21.25 | 11.75 | 14.75 | 18 Months | NO
3161-0002 | N3161 115V/1Ph/Hi Temp | N3161 115V/1Ph/Hi Temp | https://www.zoellerpumps.com/en-us/products/high-temperature/3000-series | EA | 1768 |  | 53514060220 | 86 | LB | 21.25 | 11.75 | 14.75 | 18 Months | NO
3161-0003 | D3161 230V/1Ph/HT | D3161 230V/1Ph/HT | https://www.zoellerpumps.com/en-us/products/high-temperature/3000-series | EA | 2105 |  | 53514060237 | 90 | LB | 21.25 | 11.75 | 14.75 | 18 Months | NO
3161-0004 | E3161 230V/1Ph/HT | E3161 230V/1Ph/HT | https://www.zoellerpumps.com/en-us/products/high-temperature/3000-series | EA | 1885 |  | 53514060244 | 86 | LB | 21.25 | 11.75 | 14.75 | 18 Months | NO
3161-0005 | M3161 25'Cd/115V/1Ph/HT | M3161 25'Cd/115V/1Ph/HT | https://www.zoellerpumps.com/en-us/products/high-temperature/3000-series | EA | 2113 |  | 53514061173 | 92 | LB | 21.25 | 11.75 | 14.75 | 18 Months | NO
3161-0006 | M3161 115V/1Ph/6'Cond/HT | M3161 115V/1Ph/6'Cond/HT | https://www.zoellerpumps.com/en-us/products/high-temperature/3000-series | EA | 2125 |  | 53514096656 | 91 | LB | 21.25 | 11.75 | 14.75 | 18 Months | NO
3161-0008 | N3161 115V/1Ph/15'Cond/HT | N3161 115V/1Ph/15'Cond/HT | https://www.zoellerpumps.com/en-us/products/high-temperature/3000-series | EA | 1936 |  | 53514115395 | 86 | LB | 21.25 | 11.75 | 14.75 | 18 Months | NO
3161-0011 | M3161 30'Cd/115V/1Ph/HT | M3161 30'Cd/115V/1Ph/HT | https://www.zoellerpumps.com/en-us/products/high-temperature/3000-series | EA | 2070 |  | 53514153014 | 95 | LB | 21.25 | 11.75 | 14.75 | 18 Months | NO
3161-0013 | M3161 115V/1Ph/9'Cond/HT | M3161 115V/1Ph/9'Cond/HT | https://www.zoellerpumps.com/en-us/products/high-temperature/3000-series | EA | 2117 |  | 53514162573 | 92 | LB | 21.25 | 11.75 | 14.75 | 18 Months | NO
3161-0016 | D3161 25'Cd/230V/1Ph/HT | D3161 25'Cd/230V/1Ph/HT | https://www.zoellerpumps.com/en-us/products/high-temperature/3000-series | EA | 2171 |  | 53514194185 | 91 | LB | 21.25 | 11.75 | 14.75 | 18 Months | NO
3161-0018 | M3161 30'Cd/115V/1Ph/10'Cond/HT | M3161 30'Cd/115V/1Ph/10'Cond/HT | https://www.zoellerpumps.com/en-us/products/high-temperature/3000-series | EA | 2178 |  | 53514261320 | 96 | LB | 21.25 | 11.75 | 14.75 | 18 Months | NO
3161-0020 | N3161 115V/1Ph/20'Cond/HT | N3161 115V/1Ph/20'Cond/HT | https://www.zoellerpumps.com/en-us/products/high-temperature/3000-series | EA | 2011 |  | 53514265854 | 87 | LB | 21.25 | 11.75 | 14.75 | 18 Months | NO
3161-0023 | N3161 115V/1Ph/10'Cond/HT | N3161 115V/1Ph/10'Cond/HT | https://www.zoellerpumps.com/en-us/products/high-temperature/3000-series | EA | 1861 |  | 53514263942 | 86 | LB | 21.25 | 11.75 | 14.75 | 18 Months | NO
3161-0026 | N3161 115V/1Ph/25'Cond/HT | N3161 115V/1Ph/25'Cond/HT | https://www.zoellerpumps.com/en-us/products/high-temperature/3000-series | EA | 1834 |  | 53514346775 | 86 | LB | 21.25 | 11.75 | 14.75 | 18 Months | NO
3161-0027 | D3161 35'Cd/230V/1Ph/HT | D3161 35'Cd/230V/1Ph/HT | https://www.zoellerpumps.com/en-us/products/high-temperature/3000-series | EA | 2191 |  | 53514358006 | 91 | LB | 21.25 | 11.75 | 14.75 | 18 Months | NO
3161-0028 | D3161 230V/1Ph/HT/12'Cond | D3161 230V/1Ph/HT/12'Cond | https://www.zoellerpumps.com/en-us/products/high-temperature/3000-series | EA | 2273 |  | 53514391843 | 88 | LB | 21.25 | 11.75 | 14.75 | 18 Months | NO
3161-0029 | M3161 50'Cd/115V/1Ph/HT | M3161 50'Cd/115V/1Ph/HT | https://www.zoellerpumps.com/en-us/products/high-temperature/3000-series | EA | 2070 |  | 53514457945 | 95 | LB | 22 | 15 | 20 | 18 Months | NO
3163-0001 | M3163 115V/1Ph/HT | M3163 115V/1Ph/HT | https://www.zoellerpumps.com/en-us/products/high-temperature/3000-series | EA | 1994 |  | 53514060299 | 90 | LB | 21.25 | 11.75 | 14.75 | 18 Months | NO
3163-0002 | N3163 115V/1Ph/Hi Temp | N3163 115V/1Ph/Hi Temp | https://www.zoellerpumps.com/en-us/products/high-temperature/3000-series | EA | 1768 |  | 53514060305 | 86 | LB | 21.25 | 11.75 | 14.75 | 18 Months | NO
3163-0003 | D3163 230V/1Ph/HT | D3163 230V/1Ph/HT | https://www.zoellerpumps.com/en-us/products/high-temperature/3000-series | EA | 2105 |  | 53514060312 | 90 | LB | 21.25 | 11.75 | 14.75 | 18 Months | NO
3163-0004 | E3163 230V/1Ph/HT | E3163 230V/1Ph/HT | https://www.zoellerpumps.com/en-us/products/high-temperature/3000-series | EA | 1885 |  | 53514060329 | 86 | LB | 21.25 | 11.75 | 14.75 | 18 Months | NO
3163-0005 | N3163 115V/1Ph/12'Cond/HT | N3163 115V/1Ph/12'Cond/HT | https://www.zoellerpumps.com/en-us/products/high-temperature/3000-series | EA | 1891 |  | 53514084271 | 89 | LB | 21.25 | 11.75 | 14.75 | 18 Months | NO
3163-0006 | E3163 230V/1Ph/15'Cond/HT | E3163 230V/1Ph/15'Cond/HT | https://www.zoellerpumps.com/en-us/products/high-temperature/3000-series | EA | 2053 |  | 53514087999 | 88 | LB | 21.25 | 11.75 | 14.75 | 18 Months | NO
3163-0007 | N3163 115V/1Ph/21'Cond/HT | N3163 115V/1Ph/21'Cond/HT | https://www.zoellerpumps.com/en-us/products/high-temperature/3000-series | EA | 2026 |  | 53514089900 | 89 | LB | 21.25 | 11.75 | 14.75 | 18 Months | NO
3163-0008 | M3163 115V/1Ph/6'Cond/HT | M3163 115V/1Ph/6'Cond/HT | https://www.zoellerpumps.com/en-us/products/high-temperature/3000-series | EA | 2072 |  | 53514104382 | 91 | LB | 21.25 | 11.75 | 14.75 | 18 Months | NO
3163-0009 | N3163 115V/1Ph/25'Cond/HT | N3163 115V/1Ph/25'Cond/HT | https://www.zoellerpumps.com/en-us/products/high-temperature/3000-series | EA | 2086 |  | 53514111342 | 91 | LB | 21.25 | 11.75 | 14.75 | 18 Months | NO
3163-0010 | N3163 115V/1Ph/20'Cond/HT | N3163 115V/1Ph/20'Cond/HT | https://www.zoellerpumps.com/en-us/products/high-temperature/3000-series | EA | 2011 |  | 53514116576 | 89 | LB | 21.25 | 11.75 | 14.75 | 18 Months | NO
3163-0016 | E3163 230V/1Ph/25'Cond/HT | E3163 230V/1Ph/25'Cond/HT | https://www.zoellerpumps.com/en-us/products/high-temperature/3000-series | EA | 2083 |  | 53514187149 | 89 | LB |  |  |  | 18 Months | NO
3163-0017 | M3163 115V/1Ph/4'Cond/HT | M3163 115V/1Ph/4'Cond/HT | https://www.zoellerpumps.com/en-us/products/high-temperature/3000-series | EA | 2042 |  | 53514255107 | 91 | LB | 21.25 | 11.75 | 14.75 | 18 Months | NO
3163-0018 | N3163 115V/1Ph/10'Cond/HT | N3163 115V/1Ph/10'Cond/HT | https://www.zoellerpumps.com/en-us/products/high-temperature/3000-series | EA | 1861 |  | 53514255589 | 89 | LB | 21.25 | 11.75 | 14.75 | 18 Months | NO
3163-0019 | M3163 35'Cd/115V/1Ph/9' Cond/HT | M3163 35'Cd/115V/1Ph/9' Cond/HT | https://www.zoellerpumps.com/en-us/products/high-temperature/3000-series | EA | 2173 |  | 53514300975 | 93 | LB | 21.25 | 11.75 | 14.75 | 18 Months | NO
3163-0021 | M3163 115V/1Ph/9'Cond/HT | M3163 115V/1Ph/9'Cond/HT | https://www.zoellerpumps.com/en-us/products/high-temperature/3000-series | EA | 2117 |  | 53514333171 | 91 | LB | 21.25 | 11.75 | 14.75 | 18 Months | NO
3163-0022 | N3163 115V/1Ph/15' Cond/HT | N3163 115V/1Ph/15' Cond/HT | https://www.zoellerpumps.com/en-us/products/high-temperature/3000-series | EA | 1936 |  | 53514357184 | 89 | LB | 21.25 | 11.75 | 14.75 | 18 Months | NO
3163-0023 | M3163 35'Cd/115V/1Ph/10' Cond/HT | M3163 35'Cd/115V/1Ph/10' Cond/HT | https://www.zoellerpumps.com/en-us/products/high-temperature/3000-series | EA | 2188 |  | 53514403232 | 93 | LB | 22 | 15 | 20 | 18 Months | NO
3163-0024 | M3163 25'Cd/115V/1Ph/HT | M3163 25'Cd/115V/1Ph/HT | https://www.zoellerpumps.com/en-us/products/high-temperature/3000-series | EA | 2060 |  | 53514406752 | 90 | LB | 21.25 | 11.75 | 14.75 | 18 Months | NO
3163-0025 | D3163 230V/1Ph/14' Cond/HT | D3163 230V/1Ph/14' Cond/HT | https://www.zoellerpumps.com/en-us/products/high-temperature/3000-series | EA | 2303 |  | 53514408671 | 91 | LB | 21.25 | 11.75 | 14.75 | 18 Months | NO
3163-0026 | N3163 115V/1Ph/8'Cond/HT | N3163 115V/1Ph/8'Cond/HT | https://www.zoellerpumps.com/en-us/products/high-temperature/3000-series | EA | 1831 |  | 53514439910 | 89 | LB | 22 | 15 | 20 | 18 Months | NO
32-0005 | Basin&Suspended Hdwe/24X36/Sim/Indoor/Grinder | Basin&Suspended Hdwe/24X36/Sim/Indoor/Grinder | https://www.zoellerpumps.com/en-us/products/package-systems/basins | EA | 1865 |  | 53514046408 | 107 | LB | 43 | 40 | 48 | 18 Months | NO
32-0006 | Basin&Suspended Hdwe/30X36/Dup/3F/Indoor/Grinder | Basin&Suspended Hdwe/30X36/Dup/3F/Indoor/Grinder | https://www.zoellerpumps.com/en-us/products/package-systems/basins | EA | 2530 |  | 53514046415 | 154 | LB | 43 | 40 | 48 | 18 Months | NO
32-0007 | Basin&Suspended Hdwe/30X36/Dup/4F/Indoor/Grinder | Basin&Suspended Hdwe/30X36/Dup/4F/Indoor/Grinder | https://www.zoellerpumps.com/en-us/products/package-systems/basins | EA | 2530 |  | 53514048709 | 154 | LB | 43 | 40 | 48 | 18 Months | NO
32-0011 | Basin&Suspended Hdwe/24X36/Sim/Indoor/1Ph/2 Cord Seals/"820" | Basin&Suspended Hdwe/24X36/Sim/Indoor/1Ph/2 Cord Seals/"820" | https://www.zoellerpumps.com/en-us/products/package-systems/basins | EA | 1946 |  | 53514074173 | 107 | LB | 43 | 40 | 48 | 18 Months | NO
32-0029 | Basin&Suspended Hdwe/24X36/Sim/Indoor/1P/810/815 | Basin&Suspended Hdwe/24X36/Sim/Indoor/1P/810/815 | https://www.zoellerpumps.com/en-us/products/package-systems/basins | EA | 2128 |  | 53514193904 | 107 | LB | 42 | 40 | 48 | 18 Months | NO
3261-0001 | M3161 2F/115V/1Ph/HT/(3161-0001) | M3161 2F/115V/1Ph/HT/(3161-0001) | https://www.zoellerpumps.com/en-us/products/high-temperature/3000-series | EA | 2047 |  | 53514060251 | 93 | LB | 21.25 | 11.75 | 14.75 | 18 Months | NO
3261-0002 | N3161 2F/115V/1Ph/HT/(3161-0002) | N3161 2F/115V/1Ph/HT/(3161-0002) | https://www.zoellerpumps.com/en-us/products/high-temperature/3000-series | EA | 1821 |  | 53514060268 | 92 | LB | 21.25 | 11.75 | 14.75 | 18 Months | NO
3261-0003 | D3161 HT/2F/230V/1Ph/(3161-0003) | D3161 HT/2F/230V/1Ph/(3161-0003) | https://www.zoellerpumps.com/en-us/products/high-temperature/3000-series | EA | 2158 |  | 53514060275 | 93 | LB | 21.25 | 11.75 | 14.75 | 18 Months | NO
3261-0004 | E3161 2F/230V/1Ph/HT/(3161-0004) | E3161 2F/230V/1Ph/HT/(3161-0004) | https://www.zoellerpumps.com/en-us/products/high-temperature/3000-series | EA | 1938 |  | 53514060282 | 92 | LB | 21.25 | 11.75 | 14.75 | 18 Months | NO
3261-0005 | D3161 2F/230V/1Ph/HT/6' Cond/(3161-0007) | D3161 2F/230V/1Ph/HT/6' Cond/(3161-0007) | https://www.zoellerpumps.com/en-us/products/high-temperature/3000-series | EA | 2236 |  | 53514115029 | 93 | LB | 21.25 | 11.75 | 14.75 | 18 Months | NO
3261-0006 | E3161 2F/230V/1Ph/HT/20'Cond/(3161-0009) | E3161 2F/230V/1Ph/HT/20'Cond/(3161-0009) | https://www.zoellerpumps.com/en-us/products/high-temperature/3000-series | EA | 2181 |  | 53514116262 | 94 | LB | 21.25 | 11.75 | 14.75 | 18 Months | NO
3261-0007 | M3161 2F/115V/1Ph/6'Cond/HT/(3161-0006) | M3161 2F/115V/1Ph/6'Cond/HT/(3161-0006) | https://www.zoellerpumps.com/en-us/products/high-temperature/3000-series | EA | 2125 |  | 53514198169 | 93 | LB |  |  |  | 18 Months | NO
3261-0008 | E3161 2F/230V/1P/35' Cond/HT/(3161-0024) | E3161 2F/230V/1P/35' Cond/HT/(3161-0024) | https://www.zoellerpumps.com/en-us/products/high-temperature/3000-series | EA | 2406 |  | 53514316396 | 88 | LB | 21.25 | 11.75 | 14.75 | 18 Months | NO
3261-0009 | E3161 2F/230V/1Ph/HT/15'Cond/(3161-0025) | E3161 2F/230V/1Ph/HT/15'Cond/(3161-0025) | https://www.zoellerpumps.com/en-us/products/high-temperature/3000-series | EA | 2106 |  | 53514324216 | 90 | LB | 21.25 | 11.75 | 14.75 | 18 Months | NO
3261-0011 | N3161 2F/25'Cd/115V/1Ph/HT/(3161-0026) | N3161 2F/25'Cd/115V/1Ph/HT/(3161-0026) | https://www.zoellerpumps.com/en-us/products/high-temperature/3000-series | EA | 1887 |  | 53514346867 | 93 | LB | 21.25 | 11.75 | 14.75 | 18 Months | NO
3263-0001 | M3163 2F/115V/1Ph/HT/(3163-0001) | M3163 2F/115V/1Ph/HT/(3163-0001) | https://www.zoellerpumps.com/en-us/products/high-temperature/3000-series | EA | 2047 |  | 53514060336 | 93 | LB | 21.25 | 11.75 | 14.75 | 18 Months | NO
3263-0002 | N3163 2F/115V/1Ph/HT/(3163-0002) | N3163 2F/115V/1Ph/HT/(3163-0002) | https://www.zoellerpumps.com/en-us/products/high-temperature/3000-series | EA | 1821 |  | 53514060343 | 92 | LB | 21.25 | 11.75 | 14.75 | 18 Months | NO
3263-0003 | D3163 2F/230V/1Ph/HT (3163-0003) | D3163 2F/230V/1Ph/HT (3163-0003) | https://www.zoellerpumps.com/en-us/products/high-temperature/3000-series | EA | 2158 |  | 53514060350 | 93 | LB | 21.25 | 11.75 | 14.75 | 18 Months | NO
3263-0004 | E3163 2F/230V/1Ph/HT (3163-0004) | E3163 2F/230V/1Ph/HT (3163-0004) | https://www.zoellerpumps.com/en-us/products/high-temperature/3000-series | EA | 1938 |  | 53514060367 | 92 | LB | 21.25 | 11.75 | 14.75 | 18 Months | NO
3263-0005 | E3163 2F/230V/1Ph/HT/15'Cond/(3163-0006) | E3163 2F/230V/1Ph/HT/15'Cond/(3163-0006) | https://www.zoellerpumps.com/en-us/products/high-temperature/3000-series | EA | 2106 |  | 53514088002 | 92 | LB | 21.25 | 11.75 | 14.75 | 18 Months | NO
3263-0006 | M3163 2F/115V/1Ph/HT/7' Cond(3163-0011) | M3163 2F/115V/1Ph/HT/7' Cond(3163-0011) | https://www.zoellerpumps.com/en-us/products/high-temperature/3000-series | EA | 2140 |  | 53514124168 | 92 | LB | 21.25 | 11.75 | 14.75 | 18 Months | NO
3263-0008 | N3163 2F/115V/1Ph/HT/20'Cond/(3163-0010) | N3163 2F/115V/1Ph/HT/20'Cond/(3163-0010) | https://www.zoellerpumps.com/en-us/products/high-temperature/3000-series | EA | 2064 |  | 53514178673 | 94 | LB |  |  |  | 18 Months | NO
3263-0010 | N3163 2F/115V/1Ph/HT/25'Cond/(3163-0009) | N3163 2F/115V/1Ph/HT/25'Cond/(3163-0009) | https://www.zoellerpumps.com/en-us/products/high-temperature/3000-series | EA | 2139 |  | 53514287733 | 94 | LB | 0 | 0 | 0 | 18 Months | NO
3263-0011 | E3163 2F/230V/1Ph/25'Cond/HT/(3163-0016) | E3163 2F/230V/1Ph/25'Cond/HT/(3163-0016) | https://www.zoellerpumps.com/en-us/products/high-temperature/3000-series | EA | 2256 |  | 53514345952 | 89 | LB | 0 | 0 | 0 | 18 Months | NO
3263-0012 | M3163 2F/35'Cd/115V/1Ph/HT/10'Cond/(3163-0023) | M3163 2F/35'Cd/115V/1Ph/HT/10'Cond/(3163-0023) | https://www.zoellerpumps.com/en-us/products/high-temperature/3000-series | EA | 2241 |  | 53514403317 | 93 | LB | 21.25 | 11.75 | 14.75 | 18 Months | NO
3282-0001 | M3282 2F/115V/1Ph/HT | M3282 2F/115V/1Ph/HT | https://www.zoellerpumps.com/en-us/products/high-temperature/3000-series | EA | 1671 |  | 53514022136 | 89 | LB | 21.25 | 11.75 | 14.75 | 18 Months | NO
3282-0002 | N3282 2F/115V/1Ph/HT | N3282 2F/115V/1Ph/HT | https://www.zoellerpumps.com/en-us/products/high-temperature/3000-series | EA | 1558 |  | 53514022143 | 85 | LB | 21.25 | 11.75 | 14.75 | 18 Months | NO
3282-0003 | D3282 2F/230V/1Ph/HT | D3282 2F/230V/1Ph/HT | https://www.zoellerpumps.com/en-us/products/high-temperature/3000-series | EA | 1737 |  | 53514022150 | 89 | LB | 21.25 | 11.75 | 14.75 | 18 Months | NO
3282-0004 | E3282 2F/230V/1Ph/HT | E3282 2F/230V/1Ph/HT | https://www.zoellerpumps.com/en-us/products/high-temperature/3000-series | EA | 1656 |  | 53514022167 | 85 | LB | 21.25 | 11.75 | 14.75 | 18 Months | NO
3282-0005 | D3282 2F/25'Cd/230V/1Ph/HT | D3282 2F/25'Cd/230V/1Ph/HT | https://www.zoellerpumps.com/en-us/products/high-temperature/3000-series | EA | 1783 |  | 53514022174 | 91 | LB | 21.25 | 11.75 | 14.75 | 18 Months | NO
3282-0006 | M3282 2F/115V/1Ph/8'Cond/HT | M3282 2F/115V/1Ph/8'Cond/HT | https://www.zoellerpumps.com/en-us/products/high-temperature/3000-series | EA | 1779 |  | 53514028954 | 91 | LB |  |  |  | 18 Months | NO
3282-0007 | N3282 2F/115V/1Ph/35'Cond/HT | N3282 2F/115V/1Ph/35'Cond/HT | https://www.zoellerpumps.com/en-us/products/high-temperature/3000-series | EA | 2026 |  | 53514030537 | 90 | LB | 21.25 | 11.75 | 14.75 | 18 Months | NO
3282-0008 | D3282 2F/230V/1Ph/6'Cond/HT | D3282 2F/230V/1Ph/6'Cond/HT | https://www.zoellerpumps.com/en-us/products/high-temperature/3000-series | EA | 1815 |  | 53514031114 | 90 | LB |  |  |  | 18 Months | NO
3282-0010 | E3282 2F/230V/1P/12'Cond/HT | E3282 2F/230V/1P/12'Cond/HT | https://www.zoellerpumps.com/en-us/products/high-temperature/3000-series | EA | 1779 |  | 53514056506 | 91 | LB | 21.25 | 11.75 | 14.75 | 18 Months | NO
3282-0011 | N3282 2F/115V/1Ph/9'Cond/HT | N3282 2F/115V/1Ph/9'Cond/HT | https://www.zoellerpumps.com/en-us/products/high-temperature/3000-series | EA | 1636 |  | 53514062286 | 88 | LB | 21.25 | 11.75 | 14.75 | 18 Months | NO
3282-0012 | N3282 2F/115V/1Ph/50'Cond/HT | N3282 2F/115V/1Ph/50'Cond/HT | https://www.zoellerpumps.com/en-us/products/high-temperature/3000-series | EA | 2234 |  | 53514063818 | 92 | LB | 21.25 | 11.75 | 14.75 | 18 Months | NO
3282-0013 | E3282 2F/230V/1P/15'Cond/HT | E3282 2F/230V/1P/15'Cond/HT | https://www.zoellerpumps.com/en-us/products/high-temperature/3000-series | EA | 1824 |  | 53514088576 | 92 | LB | 21.25 | 11.75 | 14.75 | 18 Months | NO
3282-0014 | M3282 2F/115V/1Ph/9'Cond/HT | M3282 2F/115V/1Ph/9'Cond/HT | https://www.zoellerpumps.com/en-us/products/high-temperature/3000-series | EA | 1794 |  | 53514102180 | 91 | LB | 21.25 | 11.75 | 14.75 | 18 Months | NO
3282-0015 | N3282 2F/115V/1Ph/15' Cond/HT | N3282 2F/115V/1Ph/15' Cond/HT | https://www.zoellerpumps.com/en-us/products/high-temperature/3000-series | EA | 1726 |  | 53514102746 | 90 | LB | 21.25 | 11.75 | 14.75 | 18 Months | NO
3282-0016 | N3282 2F/115V/1Ph/20' Cond/HT | N3282 2F/115V/1Ph/20' Cond/HT | https://www.zoellerpumps.com/en-us/products/high-temperature/3000-series | EA | 1821 |  | 53514104030 | 91 | LB | 21.25 | 11.75 | 14.75 | 18 Months | NO
3282-0017 | E3282 2F/230V/1P/20'Cond/HT | E3282 2F/230V/1P/20'Cond/HT | https://www.zoellerpumps.com/en-us/products/high-temperature/3000-series | EA | 1899 |  | 53514170578 | 92 | LB | 21.25 | 11.75 | 14.75 | 18 Months | NO
3282-0021 | N3282 2F/115V/1Ph/25'Cond/HT | N3282 2F/115V/1Ph/25'Cond/HT | https://www.zoellerpumps.com/en-us/products/high-temperature/3000-series | EA | 1876 |  | 53514302559 | 88 | LB | 21.25 | 11.75 | 14.75 | 18 Months | NO
3282-0022 | N3282 2F/115V/1Ph/13' Cond/HT | N3282 2F/115V/1Ph/13' Cond/HT | https://www.zoellerpumps.com/en-us/products/high-temperature/3000-series | EA | 1696 |  | 53514333379 | 90 | LB | 22.62 | 11.75 | 14.75 | 18 Months | NO
3282-0023 | N3282 2F/115V/1Ph/12' Cond/HT | N3282 2F/115V/1Ph/12' Cond/HT | https://www.zoellerpumps.com/en-us/products/high-temperature/3000-series | EA | 1681 |  | 53514346027 | 90 | LB | 22.62 | 11.75 | 14.75 | 18 Months | NO
330-0006 | NE330 115/230V/1Ph/.75Hp/Field Wired/Dual Volt | NE330 115/230V/1Ph/.75Hp/Field Wired/Dual Volt | https://www.zoellerpumps.com/en-us/products/potable-water/lawn-sprinkler | EA | 915 |  | 53514140007 | 64 | LB | 11.5 | 14.8 | 24.3 | 18 Months | NO
33-0998 | Basin&Rail Asm/24X60/Sim/1.25-2"D/NS Z-Rail/FG Cover/(2)Elec Coupling/AFD | Basin&Rail Asm/24X60/Sim/1.25-2"D/NS Z-Rail/FG Cover/(2)Elec Coupling/AFD | https://www.zoellerpumps.com/en-us/products/package-systems/basins | EA | 3748 |  | 53514303334 | 189 | LB | 66 | 42 | 48 | 18 Months | NO
33-0999 | Basin&Rail Asm/24X72/Sim/1.25-2"D/NS Z-Rail/FG Cover/(2)Elec Coupling/AFD | Basin&Rail Asm/24X72/Sim/1.25-2"D/NS Z-Rail/FG Cover/(2)Elec Coupling/AFD | https://www.zoellerpumps.com/en-us/products/package-systems/basins | EA | 3945 |  | 53514303358 | 192 | LB | 78 | 42 | 48 | 18 Months | NO
33-1000 | Basin&Rail Asm/24X84/Sim/1.25-2"D/NS Z-Rail/FG Cover/(2)Elec Coupling/AFD | Basin&Rail Asm/24X84/Sim/1.25-2"D/NS Z-Rail/FG Cover/(2)Elec Coupling/AFD | https://www.zoellerpumps.com/en-us/products/package-systems/basins | EA | 4107 |  | 53514303372 | 213 | LB | 90 | 42 | 48 | 18 Months | NO
331-0006 | NE331 115/230V/1Ph/1Hp/Field Wired/Dual Volt | NE331 115/230V/1Ph/1Hp/Field Wired/Dual Volt | https://www.zoellerpumps.com/en-us/products/potable-water/lawn-sprinkler | EA | 943 |  | 53514140014 | 68 | LB | 11.5 | 14.8 | 24.3 | 18 Months | NO
33-1001 | Basin&Rail Asm/24X96/Sim/1.25-2"D/NS Z-Rail/FG Cover/(2)Elec Coupling/AFD | Basin&Rail Asm/24X96/Sim/1.25-2"D/NS Z-Rail/FG Cover/(2)Elec Coupling/AFD | https://www.zoellerpumps.com/en-us/products/package-systems/basins | EA | 4457 |  | 53514303396 | 235 | LB | 36 | 48 | 106 | 18 Months | NO
33-1002 | Basin&Rail Asm/36X60/Dup/1.25-2"D/NS Z-Rail/FG Cover/(2)Elec Coupling/AFD | Basin&Rail Asm/36X60/Dup/1.25-2"D/NS Z-Rail/FG Cover/(2)Elec Coupling/AFD | https://www.zoellerpumps.com/en-us/products/package-systems/basins | EA | 6241 |  | 53514303419 | 393 | LB | 66 | 42 | 48 | 18 Months | NO
33-1003 | Basin&Rail Asm/36X72/Dup/1.25-2"D/NS Z-Rail/FG Cover/(2)Elec Coupling/AFD | Basin&Rail Asm/36X72/Dup/1.25-2"D/NS Z-Rail/FG Cover/(2)Elec Coupling/AFD | https://www.zoellerpumps.com/en-us/products/package-systems/basins | EA | 6558 |  | 53514303433 | 468 | LB | 78 | 42 | 48 | 18 Months | NO
33-1004 | Basin&Rail Asm/36X84/Dup/1.25-2"D/NS Z-Rail/FG Cover/(2)Elec Coupling/AFD | Basin&Rail Asm/36X84/Dup/1.25-2"D/NS Z-Rail/FG Cover/(2)Elec Coupling/AFD | https://www.zoellerpumps.com/en-us/products/package-systems/basins | EA | 6855 |  | 53514303457 | 533 | LB | 90 | 48 | 48 | 18 Months | NO
33-1005 | Basin&Rail Asm/36X96/Dup/1.25-2"D/NS Z-Rail/FG Cover/(2)Elec Coupling/AFD | Basin&Rail Asm/36X96/Dup/1.25-2"D/NS Z-Rail/FG Cover/(2)Elec Coupling/AFD | https://www.zoellerpumps.com/en-us/products/package-systems/basins | EA | 7731 |  | 53514303471 | 593 | LB | 48 | 48 | 106 | 18 Months | NO
33-2000 | Basin&Rail Asm/24X48/Sim/ZP/1.25"D@18"/Z-Rail/PC/FG Cover/4"PS/Float Tree/AFD | Basin&Rail Asm/24X48/Sim/ZP/1.25"D@18"/Z-Rail/PC/FG Cover/4"PS/Float Tree/AFD | https://www.zoellerpumps.com/en-us/products/package-systems/basins | EA | 3081 |  | 53514410513 | 180 | LB | 54 | 40 | 48 | 18 Months | NO
332-0006 | NE332 115/230V/1Ph/1.5Hp/Field Wired/Dual Volt | NE332 115/230V/1Ph/1.5Hp/Field Wired/Dual Volt | https://www.zoellerpumps.com/en-us/products/potable-water/lawn-sprinkler | EA | 1017 |  | 53514140021 | 72.5 | LB | 11.5 | 14.8 | 24.3 | 18 Months | NO
33-2003 | Basin&Rail Asm/24X60/Sim/ZP/1.25"D@24"/Z-Rail/PC/FG Cover/4"PS/Float Tree/AFD | Basin&Rail Asm/24X60/Sim/ZP/1.25"D@24"/Z-Rail/PC/FG Cover/4"PS/Float Tree/AFD | https://www.zoellerpumps.com/en-us/products/package-systems/basins | EA | 3181 |  | 53514410544 | 187 | LB | 66 | 40 | 48 | 18 Months | NO
33-2006 | Basin&Rail Asm/24X72/Sim/ZP/1.25"D@30"/Z-Rail/PC/FG Cover/4"PS/Float Tree/AFD | Basin&Rail Asm/24X72/Sim/ZP/1.25"D@30"/Z-Rail/PC/FG Cover/4"PS/Float Tree/AFD | https://www.zoellerpumps.com/en-us/products/package-systems/basins | EA | 3281 |  | 53514410575 | 192 | LB | 78 | 40 | 48 | 18 Months | NO
33-2009 | Basin&Rail Asm/24X84/Sim/ZP/1.25"D@36"/Z-Rail/PC/FG Cover/4"PS/Float Tree/AFD | Basin&Rail Asm/24X84/Sim/ZP/1.25"D@36"/Z-Rail/PC/FG Cover/4"PS/Float Tree/AFD | https://www.zoellerpumps.com/en-us/products/package-systems/basins | EA | 3381 |  | 53514408961 | 213 | LB | 90 | 40 | 48 | 18 Months | NO
33-2012 | Basin&Rail Asm/24X84/Sim/ZP/1.25"D@48"/Z-Rail/PC/FG Cover/4"PS/Flt Tree/AFD | Basin&Rail Asm/24X84/Sim/ZP/1.25"D@48"/Z-Rail/PC/FG Cover/4"PS/Flt Tree/AFD | https://www.zoellerpumps.com/en-us/products/package-systems/basins | EA | 3381 |  | 53514408992 | 213 | LB | 90 | 40 | 48 | 18 Months | NO
33-2015 | Basin&Rail Asm/24X96/Sim/ZP/1.25"D@36"/Z-Rail/PC/FG Cover/4"PS/Flt Tree/AFD | Basin&Rail Asm/24X96/Sim/ZP/1.25"D@36"/Z-Rail/PC/FG Cover/4"PS/Flt Tree/AFD | https://www.zoellerpumps.com/en-us/products/package-systems/basins | EA | 4241 |  | 53514409029 | 230 | LB | 40 | 42 | 106 | 18 Months | NO
33-2018 | Basin&Rail Asm/24X96/Sim/ZP/1.25"D@48"/Z-Rail/PC/FG Cover/4"PS/Flt Tree/AFD | Basin&Rail Asm/24X96/Sim/ZP/1.25"D@48"/Z-Rail/PC/FG Cover/4"PS/Flt Tree/AFD | https://www.zoellerpumps.com/en-us/products/package-systems/basins | EA | 4241 |  | 53514409050 | 230 | LB | 40 | 42 | 106 | 18 Months | NO
33-2021 | Basin&Rail Asm/24X108/Sim/ZP/1.25"D@48"/Z-Rail/PC/FG Cover/4"PS/Flt Tree/AFD | Basin&Rail Asm/24X108/Sim/ZP/1.25"D@48"/Z-Rail/PC/FG Cover/4"PS/Flt Tree/AFD | https://www.zoellerpumps.com/en-us/products/package-systems/basins | EA | 4391 |  | 53514409081 | 248 | LB | 40 | 42 | 118 | 18 Months | NO
33-2024 | Basin&Rail Asm/24X120/Sim/ZP/1.25"D@48"/Z-Rail/PC/FG Cover/4"PS/Flt Tree/AFD | Basin&Rail Asm/24X120/Sim/ZP/1.25"D@48"/Z-Rail/PC/FG Cover/4"PS/Flt Tree/AFD | https://www.zoellerpumps.com/en-us/products/package-systems/basins | EA | 4541 |  | 53514409111 | 260 | LB | 40 | 42 | 130 | 18 Months | NO
33-2027 | Basin&Rail Asm/30X48/Sim/ZP/1.25"D@18"/Z-Rail/PC/FG Cover/4"PS/Float Tree/AFD | Basin&Rail Asm/30X48/Sim/ZP/1.25"D@18"/Z-Rail/PC/FG Cover/4"PS/Float Tree/AFD | https://www.zoellerpumps.com/en-us/products/package-systems/basins | EA | 3503 |  | 53514409142 | 202 | LB | 54 | 40 | 48 | 18 Months | NO
33-2030 | Basin&Rail Asm/30X60/Sim/ZP/1.25"D@24"/Z-Rail/PC/FG Cover/4"PS/Float Tree/AFD | Basin&Rail Asm/30X60/Sim/ZP/1.25"D@24"/Z-Rail/PC/FG Cover/4"PS/Float Tree/AFD | https://www.zoellerpumps.com/en-us/products/package-systems/basins | EA | 3628 |  | 53514409173 | 222 | LB | 66 | 40 | 48 | 18 Months | NO
33-2033 | Basin&Rail Asm/30X72/Sim/ZP/1.25"D@30"/Z-Rail/PC/FG Cover/4"PS/Float Tree/AFD | Basin&Rail Asm/30X72/Sim/ZP/1.25"D@30"/Z-Rail/PC/FG Cover/4"PS/Float Tree/AFD | https://www.zoellerpumps.com/en-us/products/package-systems/basins | EA | 3753 |  | 53514409203 | 243 | LB | 78 | 40 | 48 | 18 Months | NO
33-2036 | Basin&Rail Asm/30X84/Sim/ZP/1.25"D@36"/Z-Rail/PC/FG Cover/4"PS/Float Tree/AFD | Basin&Rail Asm/30X84/Sim/ZP/1.25"D@36"/Z-Rail/PC/FG Cover/4"PS/Float Tree/AFD | https://www.zoellerpumps.com/en-us/products/package-systems/basins | EA | 3878 |  | 53514409234 | 300 | LB | 90 | 40 | 48 | 18 Months | NO
33-2039 | Basin&Rail Asm/30X84/Sim/ZP/1.25"D@48"/Z-Rail/PC/FG Cover/4"PS/Flt Tree/AFD | Basin&Rail Asm/30X84/Sim/ZP/1.25"D@48"/Z-Rail/PC/FG Cover/4"PS/Flt Tree/AFD | https://www.zoellerpumps.com/en-us/products/package-systems/basins | EA | 3878 |  | 53514409265 | 299 | LB | 90 | 40 | 48 | 18 Months | NO
33-2042 | Basin&Rail Asm/30X96/Sim/ZP/1.25"D@36"/Z-Rail/PC/FG Cover/4"PS/Flt Tree/AFD | Basin&Rail Asm/30X96/Sim/ZP/1.25"D@36"/Z-Rail/PC/FG Cover/4"PS/Flt Tree/AFD | https://www.zoellerpumps.com/en-us/products/package-systems/basins | EA | 4847 |  | 53514409296 | 314 | LB | 45 | 42 | 106 | 18 Months | NO
33-2045 | Basin&Rail Asm/30X96/Sim/ZP/1.25"D@48"/Z-Rail/PC/FG Cover/4"PS/Flt Tree/AFD | Basin&Rail Asm/30X96/Sim/ZP/1.25"D@48"/Z-Rail/PC/FG Cover/4"PS/Flt Tree/AFD | https://www.zoellerpumps.com/en-us/products/package-systems/basins | EA | 4847 |  | 53514409326 | 314 | LB | 45 | 42 | 106 | 18 Months | NO
33-2048 | Basin&Rail Asm/30X108/Sim/ZP/1.25"D@48"/Z-Rail/PC/FG Cover/4"PS/Flt Tree/AFD | Basin&Rail Asm/30X108/Sim/ZP/1.25"D@48"/Z-Rail/PC/FG Cover/4"PS/Flt Tree/AFD | https://www.zoellerpumps.com/en-us/products/package-systems/basins | EA | 5047 |  | 53514409357 | 329 | LB | 45 | 42 | 118 | 18 Months | NO
33-2051 | Basin&Rail Asm/30X120/Sim/ZP/1.25"D@48"/Z-Rail/PC/FG Cover/4"PS/Flt Tree/AFD | Basin&Rail Asm/30X120/Sim/ZP/1.25"D@48"/Z-Rail/PC/FG Cover/4"PS/Flt Tree/AFD | https://www.zoellerpumps.com/en-us/products/package-systems/basins | EA | 5247 |  | 53514409388 | 345 | LB | 45 | 42 | 130 | 18 Months | NO
33-2054 | Basin&Rail Asm/24X48/Sim/ZP/1.25-2"D@15"/Z-Rail/FG Cover/4"PS/Flt Tree/AFD | Basin&Rail Asm/24X48/Sim/ZP/1.25-2"D@15"/Z-Rail/FG Cover/4"PS/Flt Tree/AFD | https://www.zoellerpumps.com/en-us/products/package-systems/basins | EA | 3118 |  | 53514409418 | 180 | LB | 54 | 40 | 48 | 18 Months | NO
33-2057 | Basin&Rail Asm/24X60/Sim/ZP/1.25-2"D@24"/Z-Rail/FG Cover/4"PS/Flt Tree/AFD | Basin&Rail Asm/24X60/Sim/ZP/1.25-2"D@24"/Z-Rail/FG Cover/4"PS/Flt Tree/AFD | https://www.zoellerpumps.com/en-us/products/package-systems/basins | EA | 3181 |  | 53514409449 | 187 | LB | 66 | 40 | 48 | 18 Months | NO
33-2060 | Basin&Rail Asm/24X72/Sim/ZP/1.25-2"D@30"/Z-Rail/FG Cover/4"PS/Flt Tree/AFD | Basin&Rail Asm/24X72/Sim/ZP/1.25-2"D@30"/Z-Rail/FG Cover/4"PS/Flt Tree/AFD | https://www.zoellerpumps.com/en-us/products/package-systems/basins | EA | 3281 |  | 53514409470 | 192 | LB | 78 | 40 | 48 | 18 Months | NO
33-2063 | Basin&Rail Asm/24X84/Sim/ZP/1.25-2"D@36"/Z-Rail/FG Cover/4"PS/Flt Tree/AFD | Basin&Rail Asm/24X84/Sim/ZP/1.25-2"D@36"/Z-Rail/FG Cover/4"PS/Flt Tree/AFD | https://www.zoellerpumps.com/en-us/products/package-systems/basins | EA | 3381 |  | 53514409500 | 213 | LB | 90 | 40 | 48 | 18 Months | NO
33-2066 | Basin&Rail Asm/24X84/Sim/ZP/1.25-2"D@48"/Z-Rail/FG Cover/4"PS/Flt Tree/AFD | Basin&Rail Asm/24X84/Sim/ZP/1.25-2"D@48"/Z-Rail/FG Cover/4"PS/Flt Tree/AFD | https://www.zoellerpumps.com/en-us/products/package-systems/basins | EA | 3381 |  | 53514409531 | 213 | LB | 90 | 40 | 48 | 18 Months | NO
33-2069 | Basin&Rail Asm/24X96/Sim/ZP/1.25-2"D@36"/Z-Rail/FG Cover/4"PS/Flt Tree/AFD | Basin&Rail Asm/24X96/Sim/ZP/1.25-2"D@36"/Z-Rail/FG Cover/4"PS/Flt Tree/AFD | https://www.zoellerpumps.com/en-us/products/package-systems/basins | EA | 4058 |  | 53514409562 | 230 | LB | 40 | 42 | 106 | 18 Months | NO
33-2072 | Basin&Rail Asm/24X96/Sim/ZP/1.25-2"D@48"/Z-Rail/FG Cover/4"PS/Flt Tree/AFD | Basin&Rail Asm/24X96/Sim/ZP/1.25-2"D@48"/Z-Rail/FG Cover/4"PS/Flt Tree/AFD | https://www.zoellerpumps.com/en-us/products/package-systems/basins | EA | 4058 |  | 53514409593 | 230 | LB | 40 | 42 | 106 | 18 Months | NO
33-2075 | Basin&Rail Asm/24X108/Sim/ZP/1.25-2"D@48"/Z-Rail/FG Cover/4"PS/Flt Tree/AFD | Basin&Rail Asm/24X108/Sim/ZP/1.25-2"D@48"/Z-Rail/FG Cover/4"PS/Flt Tree/AFD | https://www.zoellerpumps.com/en-us/products/package-systems/basins | EA | 4391 |  | 53514409623 | 248 | LB | 40 | 42 | 118 | 18 Months | NO
33-2078 | Basin&Rail Asm/24X120/Sim/ZP/1.25-2"D@48"/Z-Rail/FG Cover/4"PS/Flt Tree/AFD | Basin&Rail Asm/24X120/Sim/ZP/1.25-2"D@48"/Z-Rail/FG Cover/4"PS/Flt Tree/AFD | https://www.zoellerpumps.com/en-us/products/package-systems/basins | EA | 4541 |  | 53514409654 | 260 | LB | 40 | 42 | 130 | 18 Months | NO
33-2081 | Basin&Rail Asm/30X48/Sim/ZP/1.25-2"D@15"/Z-Rail/FG Cover/4"PS/Float Tree/AFD | Basin&Rail Asm/30X48/Sim/ZP/1.25-2"D@15"/Z-Rail/FG Cover/4"PS/Float Tree/AFD | https://www.zoellerpumps.com/en-us/products/package-systems/basins | EA | 3377 |  | 53514409685 | 202 | LB | 54 | 40 | 48 | 18 Months | NO
33-2084 | Basin&Rail Asm/30X60/Sim/ZP/1.25-2"D@24"/Z-Rail/FG Cover/4"PS/Float Tree/AFD | Basin&Rail Asm/30X60/Sim/ZP/1.25-2"D@24"/Z-Rail/FG Cover/4"PS/Float Tree/AFD | https://www.zoellerpumps.com/en-us/products/package-systems/basins | EA | 3502 |  | 53514409715 | 222 | LB | 66 | 40 | 48 | 18 Months | NO
33-2087 | Basin&Rail Asm/30X72/Sim/ZP/1.25-2"D@30"/Z-Rail/FG Cover/4"PS/Float Tree/AFD | Basin&Rail Asm/30X72/Sim/ZP/1.25-2"D@30"/Z-Rail/FG Cover/4"PS/Float Tree/AFD | https://www.zoellerpumps.com/en-us/products/package-systems/basins | EA | 3627 |  | 53514409746 | 243 | LB | 78 | 40 | 48 | 18 Months | NO
33-2090 | Basin&Rail Asm/30X84/Sim/ZP/1.25-2"D@36"/Z-Rail/FG Cover/4"PS/Float Tree/AFD | Basin&Rail Asm/30X84/Sim/ZP/1.25-2"D@36"/Z-Rail/FG Cover/4"PS/Float Tree/AFD | https://www.zoellerpumps.com/en-us/products/package-systems/basins | EA | 3752 |  | 53514409777 | 300 | LB | 90 | 40 | 48 | 18 Months | NO
33-2093 | Basin&Rail Asm/30X84/Sim/ZP/1.25-2"D@48"/Z-Rail/FG Cover/4"PS/Float Tree/AFD | Basin&Rail Asm/30X84/Sim/ZP/1.25-2"D@48"/Z-Rail/FG Cover/4"PS/Float Tree/AFD | https://www.zoellerpumps.com/en-us/products/package-systems/basins | EA | 3752 |  | 53514409807 | 300 | LB | 90 | 40 | 48 | 18 Months | NO
33-2096 | Basin&Rail Asm/30X96/Sim/ZP/1.25-2"D@36"/Z-Rail/FG Cover/4"PS/Float Tree/AFD | Basin&Rail Asm/30X96/Sim/ZP/1.25-2"D@36"/Z-Rail/FG Cover/4"PS/Float Tree/AFD | https://www.zoellerpumps.com/en-us/products/package-systems/basins | EA | 4657 |  | 53514409838 | 314 | LB | 45 | 42 | 106 | 18 Months | NO
33-2099 | Basin&Rail Asm/30X96/Sim/ZP/1.25-2"D@48"/Z-Rail/FG Cover/4"PS/Float Tree/AFD | Basin&Rail Asm/30X96/Sim/ZP/1.25-2"D@48"/Z-Rail/FG Cover/4"PS/Float Tree/AFD | https://www.zoellerpumps.com/en-us/products/package-systems/basins | EA | 4657 |  | 53514409869 | 314 | LB | 45 | 42 | 106 | 18 Months | NO
33-2102 | Basin&Rail Asm/30X108/Sim/ZP/1.25-2"D@48"/Z-Rail/FG Cover/4"PS/Float Tree/AFD | Basin&Rail Asm/30X108/Sim/ZP/1.25-2"D@48"/Z-Rail/FG Cover/4"PS/Float Tree/AFD | https://www.zoellerpumps.com/en-us/products/package-systems/basins | EA | 4857 |  | 53514409890 | 329 | LB | 45 | 42 | 118 | 18 Months | NO
33-2105 | Basin&Rail Asm/30X120/Sim/ZP/1.25-2"D@48"/Z-Rail/FG Cover/4"PS/Float Tree/AFD | Basin&Rail Asm/30X120/Sim/ZP/1.25-2"D@48"/Z-Rail/FG Cover/4"PS/Float Tree/AFD | https://www.zoellerpumps.com/en-us/products/package-systems/basins | EA | 5057 |  | 53514409920 | 345 | LB | 45 | 42 | 130 | 18 Months | NO
33-2108 | Basin&Rail Asm/36X48/Dup/ZP/1.25-2"D@19"/Z-Rail/FG Cover/4"PS/Float Tree/AFD | Basin&Rail Asm/36X48/Dup/ZP/1.25-2"D@19"/Z-Rail/FG Cover/4"PS/Float Tree/AFD | https://www.zoellerpumps.com/en-us/products/package-systems/basins | EA | 4966 |  | 53514409951 | 258 | LB | 54 | 40 | 48 | 18 Months | NO
33-2111 | Basin&Rail Asm/36X60/Dup/ZP/1.25-2"D@24"/Z-Rail/FG Cover/4"PS/Float Tree/AFD | Basin&Rail Asm/36X60/Dup/ZP/1.25-2"D@24"/Z-Rail/FG Cover/4"PS/Float Tree/AFD | https://www.zoellerpumps.com/en-us/products/package-systems/basins | EA | 5116 |  | 53514409982 | 272 | LB | 66 | 40 | 48 | 18 Months | NO
33-2114 | Basin&Rail Asm/36X72/Dup/ZP/1.25-2"D@30"/Z-Rail/FG Cover/4"PS/Float Tree/AFD | Basin&Rail Asm/36X72/Dup/ZP/1.25-2"D@30"/Z-Rail/FG Cover/4"PS/Float Tree/AFD | https://www.zoellerpumps.com/en-us/products/package-systems/basins | EA | 5266 |  | 53514410018 | 285 | LB | 78 | 40 | 48 | 18 Months | NO
33-2117 | Basin&Rail Asm/36X84/Dup/ZP/1.25-2"D@36"/Z-Rail/FG Cover/4"PS/Float Tree/AFD | Basin&Rail Asm/36X84/Dup/ZP/1.25-2"D@36"/Z-Rail/FG Cover/4"PS/Float Tree/AFD | https://www.zoellerpumps.com/en-us/products/package-systems/basins | EA | 5416 |  | 53514410049 | 304 | LB | 90 | 40 | 48 | 18 Months | NO
33-2120 | Basin&Rail Asm/36X84/Dup/ZP/1.25-2"D@48"/Z-Rail/FG Cover/4"PS/Float Tree/AFD | Basin&Rail Asm/36X84/Dup/ZP/1.25-2"D@48"/Z-Rail/FG Cover/4"PS/Float Tree/AFD | https://www.zoellerpumps.com/en-us/products/package-systems/basins | EA | 5416 |  | 53514410070 | 304 | LB | 96 | 40 | 48 | 18 Months | NO
33-2123 | Basin&Rail Asm/36X96/Dup/ZP/1.25-2"D@36"/Z-Rail/FG Cover/4"PS/Float Tree/AFD | Basin&Rail Asm/36X96/Dup/ZP/1.25-2"D@36"/Z-Rail/FG Cover/4"PS/Float Tree/AFD | https://www.zoellerpumps.com/en-us/products/package-systems/basins | EA | 6699 |  | 53514410100 | 332 | LB | 50 | 42 | 106 | 18 Months | NO
33-2126 | Basin&Rail Asm/36X96/Dup/ZP/1.25-2"D@48"/Z-Rail/FG Cover/4"PS/Float Tree/AFD | Basin&Rail Asm/36X96/Dup/ZP/1.25-2"D@48"/Z-Rail/FG Cover/4"PS/Float Tree/AFD | https://www.zoellerpumps.com/en-us/products/package-systems/basins | EA | 6699 |  | 53514410131 | 332 | LB | 50 | 42 | 106 | 18 Months | NO
33-2129 | Basin&Rail Asm/36X108/Dup/ZP/1.25-2"D@48"/Z-Rail/FG Cover/4"PS/Float Tree/AFD | Basin&Rail Asm/36X108/Dup/ZP/1.25-2"D@48"/Z-Rail/FG Cover/4"PS/Float Tree/AFD | https://www.zoellerpumps.com/en-us/products/package-systems/basins | EA | 6899 |  | 53514410162 | 359 | LB | 50 | 42 | 118 | 18 Months | NO
33-2132 | Basin&Rail Asm/36X120/Dup/ZP/1.25-2"D@48"/Z-Rail/FG Cover/4"PS/Float Tree/AFD | Basin&Rail Asm/36X120/Dup/ZP/1.25-2"D@48"/Z-Rail/FG Cover/4"PS/Float Tree/AFD | https://www.zoellerpumps.com/en-us/products/package-systems/basins | EA | 7099 |  | 53514410193 | 379 | LB | 50 | 42 | 130 | 18 Months | NO
33-2135 | Basin&Rail Asm/48X48/Dup/ZP/1.25-2"D@19"/Z-Rail/FG Cover/4"PS/Float Tree/AFD | Basin&Rail Asm/48X48/Dup/ZP/1.25-2"D@19"/Z-Rail/FG Cover/4"PS/Float Tree/AFD | https://www.zoellerpumps.com/en-us/products/package-systems/basins | EA | 5605 |  | 53514410223 | 479 | LB | 56 | 56 | 56 | 18 Months | NO
33-2138 | Basin&Rail Asm/48X60/Dup/ZP/1.25-2"D@24"/Z-Rail/FG Cover/4"PS/Float Tree/AFD | Basin&Rail Asm/48X60/Dup/ZP/1.25-2"D@24"/Z-Rail/FG Cover/4"PS/Float Tree/AFD | https://www.zoellerpumps.com/en-us/products/package-systems/basins | EA | 5905 |  | 53514410254 | 540 | LB | 66 | 56 | 56 | 18 Months | NO
33-2141 | Basin&Rail Asm/48X72/Dup/ZP/1.25-2"D@30"/Z-Rail/FG Cover/4"PS/Float Tree/AFD | Basin&Rail Asm/48X72/Dup/ZP/1.25-2"D@30"/Z-Rail/FG Cover/4"PS/Float Tree/AFD | https://www.zoellerpumps.com/en-us/products/package-systems/basins | EA | 6205 |  | 53514410285 | 585 | LB | 78 | 56 | 56 | 18 Months | NO
33-2144 | Basin&Rail Asm/48X84/Dup/ZP/1.25-2"D@36"/Z-Rail/FG Cover/4"PS/Float Tree/AFD | Basin&Rail Asm/48X84/Dup/ZP/1.25-2"D@36"/Z-Rail/FG Cover/4"PS/Float Tree/AFD | https://www.zoellerpumps.com/en-us/products/package-systems/basins | EA | 6505 |  | 53514410315 | 655 | LB | 90 | 56 | 56 | 18 Months | NO
33-2147 | Basin&Rail Asm/48X84/Dup/ZP/1.25-2"D@48"/Z-Rail/FG Cover/4"PS/Float Tree/AFD | Basin&Rail Asm/48X84/Dup/ZP/1.25-2"D@48"/Z-Rail/FG Cover/4"PS/Float Tree/AFD | https://www.zoellerpumps.com/en-us/products/package-systems/basins | EA | 6505 |  | 53514410346 | 655 | LB | 90 | 56 | 56 | 18 Months | NO
33-2150 | Basin&Rail Asm/48X96/Dup/ZP/1.25-2"D@36"/Z-Rail/FG Cover/4"PS/Float Tree/AFD | Basin&Rail Asm/48X96/Dup/ZP/1.25-2"D@36"/Z-Rail/FG Cover/4"PS/Float Tree/AFD | https://www.zoellerpumps.com/en-us/products/package-systems/basins | EA | 8223 |  | 53514410377 | 695 | LB | 62 | 56 | 106 | 18 Months | NO
33-2153 | Basin&Rail Asm/48X96/Dup/ZP/1.25-2"D@48"/Z-Rail/FG Cover/4"PS/Float Tree/AFD | Basin&Rail Asm/48X96/Dup/ZP/1.25-2"D@48"/Z-Rail/FG Cover/4"PS/Float Tree/AFD | https://www.zoellerpumps.com/en-us/products/package-systems/basins | EA | 8223 |  | 53514410407 | 695 | LB | 66 | 56 | 106 | 18 Months | NO
33-2156 | Basin&Rail Asm/48X108/Dup/ZP/1.25-2"D@48"/Z-Rail/FG Cover/4"PS/Float Tree/AFD | Basin&Rail Asm/48X108/Dup/ZP/1.25-2"D@48"/Z-Rail/FG Cover/4"PS/Float Tree/AFD | https://www.zoellerpumps.com/en-us/products/package-systems/basins | EA | 8623 |  | 53514410438 | 735 | LB | 62 | 56 | 118 | 18 Months | NO
33-2159 | Basin&Rail Asm/48X120/Dup/ZP/1.25-2"D@48"/Z-Rail/FG Cover/4"PS/Float Tree/AFD | Basin&Rail Asm/48X120/Dup/ZP/1.25-2"D@48"/Z-Rail/FG Cover/4"PS/Float Tree/AFD | https://www.zoellerpumps.com/en-us/products/package-systems/basins | EA | 9023 |  | 53514410469 | 775 | LB | 62 | 56 | 130 | 18 Months | NO
333-0006 | NE333 115/230V/1Ph/2Hp/Field Wired/Dual Volt | NE333 115/230V/1Ph/2Hp/Field Wired/Dual Volt | https://www.zoellerpumps.com/en-us/products/potable-water/lawn-sprinkler | EA | 1104 |  | 53514140038 | 77 | LB | 11.5 | 14.8 | 24.3 | 18 Months | NO
3361-0001 | M3161 3F/115V/1Ph/HT/(3161-0001) | M3161 3F/115V/1Ph/HT/(3161-0001) | https://www.zoellerpumps.com/en-us/products/high-temperature/3000-series | EA | 2047 |  | 53514138257 | 94 | LB | 21.25 | 11.75 | 14.75 | 18 Months | NO
3361-0002 | N3161 3F/115V/1Ph/HT (3161-0002) | N3161 3F/115V/1Ph/HT (3161-0002) | https://www.zoellerpumps.com/en-us/products/high-temperature/3000-series | EA | 1821 |  | 53514086220 | 94 | LB | 21.25 | 11.75 | 14.75 | 18 Months | NO
3361-0003 | D3161 3F/230V/1Ph/HT (3161-0003) | D3161 3F/230V/1Ph/HT (3161-0003) | https://www.zoellerpumps.com/en-us/products/high-temperature/3000-series | EA | 2158 |  | 53514092948 | 94 | LB | 21.25 | 11.75 | 14.75 | 18 Months | NO
3361-0005 | E3161 3F/230V/1P/12'Cond/HT/(3161-0012) | E3161 3F/230V/1P/12'Cond/HT/(3161-0012) | https://www.zoellerpumps.com/en-us/products/high-temperature/3000-series | EA | 2061 |  | 53514162344 | 88 | LB | 21.25 | 11.75 | 14.75 | 18 Months | NO
3361-0006 | D3161 3F/230V/1Ph/HT/7' Cond(3161-0014) | D3161 3F/230V/1Ph/HT/7' Cond(3161-0014) | https://www.zoellerpumps.com/en-us/products/high-temperature/3000-series | EA | 2251 |  | 53514175580 | 91 | LB |  |  |  | 18 Months | NO
3361-0007 | N3161 3F/115V/1Ph/10'Cond/HT/(3161-0023) | N3161 3F/115V/1Ph/10'Cond/HT/(3161-0023) | https://www.zoellerpumps.com/en-us/products/high-temperature/3000-series | EA | 1914 |  | 53514263966 | 89 | LB | 21.25 | 11.75 | 14.75 | 18 Months | NO
3361-0008 | D3161 3F/25'Cd/230V/1Ph/HT (3161-0016) | D3161 3F/25'Cd/230V/1Ph/HT (3161-0016) | https://www.zoellerpumps.com/en-us/products/high-temperature/3000-series | EA | 2224 |  | 53514298531 | 95 | LB | 21.25 | 11.75 | 14.75 | 18 Months | NO
3363-0001 | M3163 3F/115V/1Ph/HT/(3163-0001) | M3163 3F/115V/1Ph/HT/(3163-0001) | https://www.zoellerpumps.com/en-us/products/high-temperature/3000-series | EA | 2047 |  | 53514097349 | 93 | LB | 21.25 | 11.75 | 14.75 | 18 Months | NO
3363-0004 | E3163 3F/230V/1Ph/HT (3163-0004) | E3163 3F/230V/1Ph/HT (3163-0004) | https://www.zoellerpumps.com/en-us/products/high-temperature/3000-series | EA | 1938 |  | 53514262754 | 92 | LB | 21.25 | 11.75 | 14.75 | 18 Months | NO
3382-0001 | M3282 3F/115V/1Ph/HT | M3282 3F/115V/1Ph/HT | https://www.zoellerpumps.com/en-us/products/high-temperature/3000-series | EA | 1691 |  | 53514022181 | 90 | LB | 21.25 | 11.75 | 14.75 | 18 Months | NO
3382-0002 | N3282 3F/115V/1Ph/HT | N3282 3F/115V/1Ph/HT | https://www.zoellerpumps.com/en-us/products/high-temperature/3000-series | EA | 1558 |  | 53514022198 | 86 | LB | 21.25 | 11.75 | 14.75 | 18 Months | NO
3382-0003 | D3282 3F/230V/1Ph/HT | D3282 3F/230V/1Ph/HT | https://www.zoellerpumps.com/en-us/products/high-temperature/3000-series | EA | 1737 |  | 53514022204 | 90 | LB | 21.25 | 11.75 | 14.75 | 18 Months | NO
3382-0004 | E3282 3F/230V/1Ph/HT | E3282 3F/230V/1Ph/HT | https://www.zoellerpumps.com/en-us/products/high-temperature/3000-series | EA | 1656 |  | 53514022211 | 86 | LB | 21.25 | 11.75 | 14.75 | 18 Months | NO
3382-0005 | N3282 3F/115V/1Ph/HT/9'Cond | N3282 3F/115V/1Ph/HT/9'Cond | https://www.zoellerpumps.com/en-us/products/high-temperature/3000-series | EA | 1636 |  | 53514054311 | 88 | LB | 21.25 | 11.75 | 14.75 | 18 Months | NO
3382-0006 | D3282 3F/230V/1Ph/8"Cond/HT | D3282 3F/230V/1Ph/8"Cond/HT | https://www.zoellerpumps.com/en-us/products/high-temperature/3000-series | EA | 1865 |  | 53514192068 | 93 | LB |  |  |  | 18 Months | NO
350-0009 | Sys,.5 Hp Booster/Pump | Sys,.5 Hp Booster/Pump |  | EA | 652 |  | 53514455019 | 55 | LB | 24.5 | 13 | 24.5 | 18 Months | NO
35-0006 | Basin&Access/F-24X48/Sim/810/815 | Basin&Access/F-24X48/Sim/810/815 | https://www.zoellerpumps.com/en-us/products/package-systems/basins | EA | 1906 |  | 53514192211 | 111 | LB | 54 | 40 | 48 | 18 Months | NO
35-0007 | Basin&Access/F-24X60/Sim/810/815 | Basin&Access/F-24X60/Sim/810/815 | https://www.zoellerpumps.com/en-us/products/package-systems/basins | EA | 2148 |  | 53514192228 | 120 | LB | 66 | 40 | 48 | 18 Months | NO
35-0008 | Basin&Access/F-24X72/Sim/810/815 | Basin&Access/F-24X72/Sim/810/815 | https://www.zoellerpumps.com/en-us/products/package-systems/basins | EA | 2232 |  | 53514192235 | 130 | LB | 78 | 40 | 48 | 18 Months | NO
355-0005 | Sys,1 Hp Booster/Pump | Sys,1 Hp Booster/Pump |  | EA | 977 |  | 53514455026 | 55 | LB | 24.5 | 13 | 24.5 | 18 Months | NO
361-0001 | M161 3F/115V/1Ph/cCSAus/UL/(161-0001) | M161 3F/115V/1Ph/cCSAus/UL/(161-0001) | https://www.zoellerpumps.com/en-us/products/sump-effluent-pumps/commercial/160-series | EA | 1214 |  | 53514022228 | 86 | LB | 21.25 | 11.75 | 14.75 | 18 Months | YES
361-0002 | N161 3F/115V/1Ph/CSA/(161-0002) | N161 3F/115V/1Ph/CSA/(161-0002) | https://www.zoellerpumps.com/en-us/products/sump-effluent-pumps/commercial/160-series | EA | 1101 |  | 53514022235 | 85 | LB | 21.25 | 11.75 | 14.75 | 18 Months | YES
361-0003 | D161 3F/230V/1Ph/cCSAus/UL/(161-0003) | D161 3F/230V/1Ph/cCSAus/UL/(161-0003) | https://www.zoellerpumps.com/en-us/products/sump-effluent-pumps/commercial/160-series | EA | 1272 |  | 53514022242 | 86 | LB | 21.25 | 11.75 | 14.75 | 18 Months | YES
361-0004 | E161 3F/230V/1Ph/cCSAus/UL/(161-0004) | E161 3F/230V/1Ph/cCSAus/UL/(161-0004) | https://www.zoellerpumps.com/en-us/products/sump-effluent-pumps/commercial/160-series | EA | 1161 |  | 53514022259 | 85 | LB | 21.25 | 11.75 | 14.75 | 18 Months | YES
361-0005 | J161 3F/200-208V/3Ph/cCSAus/UL/(161-0012) | J161 3F/200-208V/3Ph/cCSAus/UL/(161-0012) | https://www.zoellerpumps.com/en-us/products/sump-effluent-pumps/commercial/160-series | EA | 1276 |  | 53514032029 | 85 | LB | 21.25 | 11.75 | 14.75 | 18 Months | YES
361-0006 | E161 3F/230V/1Ph/cCSAus/(161-0021) | E161 3F/230V/1Ph/cCSAus/(161-0021) | https://www.zoellerpumps.com/en-us/products/sump-effluent-pumps/commercial/160-series | EA | 1161 |  | 53514045111 | 85 | LB | 21.25 | 11.75 | 14.75 | 18 Months | YES
361-0007 | I161 3F/200-208V/1Ph/cCSAus/(161-0005) | I161 3F/200-208V/1Ph/cCSAus/(161-0005) | https://www.zoellerpumps.com/en-us/products/sump-effluent-pumps/commercial/160-series | EA | 1201 |  | 53514036201 | 85 | LB | 21.25 | 11.75 | 14.75 | 18 Months | YES
361-0008 | G161 3F/460V/3Ph/cCSAus/UL/(161-0007) | G161 3F/460V/3Ph/cCSAus/UL/(161-0007) | https://www.zoellerpumps.com/en-us/products/sump-effluent-pumps/commercial/160-series | EA | 1276 |  | 53514036966 | 85 | LB | 21.25 | 11.75 | 14.75 | 18 Months | YES
361-0009 | H161 3F/200-208V/1Ph/cCSAus/(161-0010) | H161 3F/200-208V/1Ph/cCSAus/(161-0010) | https://www.zoellerpumps.com/en-us/products/sump-effluent-pumps/commercial/160-series | EA | 1312 |  | 53514038328 | 86 | LB | 21.25 | 11.75 | 14.75 | 18 Months | YES
361-0010 | BN161 3F/115V/1Ph/Pb20'/CSA/(161-0002) | BN161 3F/115V/1Ph/Pb20'/CSA/(161-0002) | https://www.zoellerpumps.com/en-us/products/sump-effluent-pumps/commercial/160-series | EA | 1241 |  | 53514044268 | 88 | LB | 21.25 | 11.75 | 14.75 | 18 Months | YES
361-0011 | E161 3F/50'Cd/230V/1Ph/cCSAus/UL/(161-0038) | E161 3F/50'Cd/230V/1Ph/cCSAus/UL/(161-0038) | https://www.zoellerpumps.com/en-us/products/sump-effluent-pumps/commercial/160-series | EA | 1301 |  | 53514138943 | 87 | LB | 21.25 | 11.75 | 14.75 | 18 Months | YES
361-0012 | M161 3F/50'Cd/115V/1Ph/cCSAus/UL/(161-0009) | M161 3F/50'Cd/115V/1Ph/cCSAus/UL/(161-0009) | https://www.zoellerpumps.com/en-us/products/sump-effluent-pumps/commercial/160-series | EA | 1354 |  | 53514156947 | 87 | LB | 21.25 | 11.75 | 14.75 | 18 Months | YES
361-0013 | M161 3F/35'Cd/115V/1Ph/cCSAus/UL/(161-0017) | M161 3F/35'Cd/115V/1Ph/cCSAus/UL/(161-0017) | https://www.zoellerpumps.com/en-us/products/sump-effluent-pumps/commercial/160-series | EA | 1324 |  | 53514158002 | 85 | LB | 21.25 | 11.75 | 14.75 | 18 Months | YES
361-0014 | F161 3F/230V/3Ph/cCSAus/UL/(161-0011) | F161 3F/230V/3Ph/cCSAus/UL/(161-0011) | https://www.zoellerpumps.com/en-us/products/sump-effluent-pumps/commercial/160-series | EA | 1276 |  | 53514173296 | 85 | LB | 21.25 | 11.75 | 14.75 | 18 Months | YES
361-0015 | EX161 3F/230V/1Ph/Ex Pr/FM/CSA/(161-0044) | EX161 3F/230V/1Ph/Ex Pr/FM/CSA/(161-0044) | https://www.zoellerpumps.com/en-us/products/sump-effluent-pumps/commercial/160-series | EA | 2307 |  | 53514198053 | 119 | LB | 32 | 12 | 15 | 18 Months | NO
361-0016 | IX161 3F/200-208V/1Ph/Ex Pr/FM/CSA/(161-0043) | IX161 3F/200-208V/1Ph/Ex Pr/FM/CSA/(161-0043) | https://www.zoellerpumps.com/en-us/products/sump-effluent-pumps/commercial/160-series | EA | 2347 |  | 53514198107 | 119 | LB | 32 | 12 | 15 | 18 Months | NO
361-0017 | E161 3F/25'Cd/230V/1Ph/cCSAus/UL/(161-0049) | E161 3F/25'Cd/230V/1Ph/cCSAus/UL/(161-0049) | https://www.zoellerpumps.com/en-us/products/sump-effluent-pumps/commercial/160-series | EA | 1261 |  | 53514206758 | 89 | LB | 21.25 | 11.75 | 14.75 | 18 Months | YES
361-0018 | J161 3F/50'Cd/200-208V/3Ph/cCSAus/UL/(161-0057) | J161 3F/50'Cd/200-208V/3Ph/cCSAus/UL/(161-0057) | https://www.zoellerpumps.com/en-us/products/sump-effluent-pumps/commercial/160-series | EA | 1416 |  | 53514253653 | 85 | LB | 21.25 | 11.75 | 14.75 | 18 Months | YES
361-0020 | NX161 3F/115V/1Ph/Ex Pr/FM/CSA/(161-0042) | NX161 3F/115V/1Ph/Ex Pr/FM/CSA/(161-0042) | https://www.zoellerpumps.com/en-us/products/sump-effluent-pumps/commercial/160-series | EA | 2328 |  | 53514267599 | 119 | LB | 32 | 12 | 15 | 18 Months | NO
361-0021 | G161 3F/50'Cd/460V/3Ph/cCSAus/UL/(161-0054) | G161 3F/50'Cd/460V/3Ph/cCSAus/UL/(161-0054) | https://www.zoellerpumps.com/en-us/products/sump-effluent-pumps/commercial/160-series | EA | 1416 |  | 53514312213 | 92 | LB | 21.25 | 11.75 | 14.75 | 18 Months | YES
361-0022 | M161 3F/25'Cd/115V/1Ph/cCSAus/UL/(161-0006) | M161 3F/25'Cd/115V/1Ph/cCSAus/UL/(161-0006) | https://www.zoellerpumps.com/en-us/products/sump-effluent-pumps/commercial/160-series | EA | 1314 |  | 53514317874 | 88 | LB | 21.25 | 11.75 | 14.75 | 18 Months | YES
361-0023 | N161 3F/35'Cd/115V/1Ph/CSA/(161-0016) | N161 3F/35'Cd/115V/1Ph/CSA/(161-0016) | https://www.zoellerpumps.com/en-us/products/sump-effluent-pumps/commercial/160-series | EA | 1211 |  | 53514319809 | 85 | LB | 21.25 | 11.75 | 14.75 | 18 Months | YES
361-0024 | F161 3F/50'Cd/230V/3Ph/cCSAus/UL/(161-0101) | F161 3F/50'Cd/230V/3Ph/cCSAus/UL/(161-0101) | https://www.zoellerpumps.com/en-us/products/sump-effluent-pumps/commercial/160-series | EA | 1431 |  | 53514340605 | 88 | LB | 21.25 | 11.75 | 14.75 | 18 Months | YES
361-0025 | NX161 3F/25'Cd/115V/1Ph/Ex Pr/FM/CSA/(161-0064) | NX161 3F/25'Cd/115V/1Ph/Ex Pr/FM/CSA/(161-0064) | https://www.zoellerpumps.com/en-us/products/sump-effluent-pumps/commercial/160-series | EA | 2428 |  | 53514359485 | 120 | LB | 32 | 12 | 15 | 18 Months | NO
361-0026 | N161 3F/25'Cd/115V/1Ph/CSA/(161-0016) | N161 3F/25'Cd/115V/1Ph/CSA/(161-0016) | https://www.zoellerpumps.com/en-us/products/sump-effluent-pumps/commercial/160-series | EA | 1201 |  | 53514359492 | 85 | LB | 21.25 | 11.75 | 14.75 | 18 Months | YES
361-0027 | EX161 3F/50'Cd/230V/1Ph/Ex Pr/FM/CSA/(161-0055) | EX161 3F/50'Cd/230V/1Ph/Ex Pr/FM/CSA/(161-0055) | https://www.zoellerpumps.com/en-us/products/sump-effluent-pumps/commercial/160-series | EA | 2447 |  | 53514362270 | 123 | LB | 32 | 12 | 15 | 18 Months | NO
361-0028 | JX161 50'Cd/3F/200-208V/3Ph/Ex Pr/FM/CSA/(161-0074) | JX161 50'Cd/3F/200-208V/3Ph/Ex Pr/FM/CSA/(161-0074) | https://www.zoellerpumps.com/en-us/products/sump-effluent-pumps/commercial/160-series | EA | 2562 |  | 53514362416 | 119 | LB | 32 | 12 | 15 | 18 Months | NO
361-0029 | I161 3F/35'Cd/200-208V/1Ph/cCSAus/(161-0036) | I161 3F/35'Cd/200-208V/1Ph/cCSAus/(161-0036) | https://www.zoellerpumps.com/en-us/products/sump-effluent-pumps/commercial/160-series | EA | 1311 |  | 53514386542 | 85 | LB | 21.25 | 11.75 | 14.75 | 18 Months | YES
361-0030 | FX161 50'Cd/3F/230V/3Ph/Ex Pr/FM/CSA/(161-0110) | FX161 50'Cd/3F/230V/3Ph/Ex Pr/FM/CSA/(161-0110) | https://www.zoellerpumps.com/en-us/products/sump-effluent-pumps/commercial/160-series | EA | 2562 |  | 53514393892 | 119 | LB | 32 | 12 | 15 | 18 Months | NO
361-0031 | MX161 3F/115V/1Ph/Ex Pr/FM/CSA/(161-0071) | MX161 3F/115V/1Ph/Ex Pr/FM/CSA/(161-0071) | https://www.zoellerpumps.com/en-us/products/sump-effluent-pumps/commercial/160-series | EA | 3318 |  | 53514420901 | 126 | LB | 32 | 12 | 15.75 | 18 Months | NO
361-0032 | BE161 3F/230V/1Ph/Pb20'/cCSAus/UL/(161-0004) | BE161 3F/230V/1Ph/Pb20'/cCSAus/UL/(161-0004) | https://www.zoellerpumps.com/en-us/products/sump-effluent-pumps/commercial/160-series | EA | 1191 |  | 53514421663 | 87 | LB | 21.25 | 11.75 | 14.75 | 18 Months | YES
361-0033 | GX161 3F/460V/3Ph/Ex Pr/FM/CSA/(161-0047) | GX161 3F/460V/3Ph/Ex Pr/FM/CSA/(161-0047) | https://www.zoellerpumps.com/en-us/products/sump-effluent-pumps/commercial/160-series | EA | 2422 |  | 53514423377 | 119 | LB | 32 | 12 | 15 | 18 Months | NO
361-0034 | N161 3F/50'Cd/115V/1Ph/CSA/(161-0024) | N161 3F/50'Cd/115V/1Ph/CSA/(161-0024) | https://www.zoellerpumps.com/en-us/products/sump-effluent-pumps/commercial/160-series | EA | 1241 |  | 53514427122 | 94 | LB | 21.25 | 11.75 | 14.75 | 18 Months | YES
361-0035 | G161 3F/25'Cd/460V/3Ph/cCSAus/UL/(161-0092) | G161 3F/25'Cd/460V/3Ph/cCSAus/UL/(161-0092) | https://www.zoellerpumps.com/en-us/products/sump-effluent-pumps/commercial/160-series | EA | 1376 |  | 53514433123 | 92 | LB | 21.25 | 11.75 | 14.75 | 18 Months | YES
363-0001 | M163 3F/115V/1Ph/cCSAus/UL/(163-0001) | M163 3F/115V/1Ph/cCSAus/UL/(163-0001) | https://www.zoellerpumps.com/en-us/products/sump-effluent-pumps/commercial/160-series | EA | 1214 |  | 53514022266 | 86 | LB | 21.25 | 11.75 | 14.75 | 18 Months | YES
363-0002 | N163 3F/115V/1Ph/CSA/(163-0002) | N163 3F/115V/1Ph/CSA/(163-0002) | https://www.zoellerpumps.com/en-us/products/sump-effluent-pumps/commercial/160-series | EA | 1101 |  | 53514022273 | 85 | LB | 21.25 | 11.75 | 14.75 | 18 Months | YES
363-0003 | D163 3F/230V/1Ph/cCSAus/UL/(163-0003) | D163 3F/230V/1Ph/cCSAus/UL/(163-0003) | https://www.zoellerpumps.com/en-us/products/sump-effluent-pumps/commercial/160-series | EA | 1274 |  | 53514022280 | 86 | LB | 21.25 | 11.75 | 14.75 | 18 Months | YES
363-0004 | E163 3F/230V/1Ph/cCSAus/UL/(163-0004) | E163 3F/230V/1Ph/cCSAus/UL/(163-0004) | https://www.zoellerpumps.com/en-us/products/sump-effluent-pumps/commercial/160-series | EA | 1161 |  | 53514022297 | 85 | LB | 21.25 | 11.75 | 14.75 | 18 Months | YES
363-0005 | BE163 3F/230V/1Ph/Pb20'/cCSAus/UL/(163-0004) | BE163 3F/230V/1Ph/Pb20'/cCSAus/UL/(163-0004) | https://www.zoellerpumps.com/en-us/products/sump-effluent-pumps/commercial/160-series | EA | 1192 |  | 53514044510 | 85 | LB | 21.25 | 11.75 | 14.75 | 18 Months | YES
363-0006 | F163 3F/230V/3Ph/cCSAus/UL/(163-0009) | F163 3F/230V/3Ph/cCSAus/UL/(163-0009) | https://www.zoellerpumps.com/en-us/products/sump-effluent-pumps/commercial/160-series | EA | 1276 |  | 53514048518 | 85 | LB | 21.25 | 11.75 | 14.75 | 18 Months | YES
363-0007 | BN163 3F/115V/1Ph/Pb20'/CSA/(163-0002) | BN163 3F/115V/1Ph/Pb20'/CSA/(163-0002) | https://www.zoellerpumps.com/en-us/products/sump-effluent-pumps/commercial/160-series | EA | 1241 |  | 53514060619 | 87 | LB | 21.25 | 11.75 | 14.75 | 18 Months | YES
363-0008 | H163 3F/200-208V/1Ph/ED/(163-0044) | H163 3F/200-208V/1Ph/ED/(163-0044) | https://www.zoellerpumps.com/en-us/products/sump-effluent-pumps/commercial/160-series | EA | 1355 |  | 53514089924 | 85 | LB | 21.25 | 11.75 | 14.75 | 18 Months | YES
363-0009 | G163 3F/460V/3Ph/cCSAus/UL/(163-0031) | G163 3F/460V/3Ph/cCSAus/UL/(163-0031) | https://www.zoellerpumps.com/en-us/products/sump-effluent-pumps/commercial/160-series | EA | 1276 |  | 53514104061 | 85 | LB | 21.25 | 11.75 | 14.75 | 18 Months | YES
363-0010 | J163 3F/200-208V/3Ph/cCSAus/UL/(163-0008) | J163 3F/200-208V/3Ph/cCSAus/UL/(163-0008) | https://www.zoellerpumps.com/en-us/products/sump-effluent-pumps/commercial/160-series | EA | 1276 |  | 53514123956 | 86 | LB | 21.25 | 11.75 | 14.75 | 18 Months | YES
363-0011 | E163 50'Cd/3F/230V/1Ph/cCSAus/UL/(163-0035) | E163 50'Cd/3F/230V/1Ph/cCSAus/UL/(163-0035) | https://www.zoellerpumps.com/en-us/products/sump-effluent-pumps/commercial/160-series | EA | 1301 |  | 53514185664 | 88 | LB | 21.25 | 11.75 | 14.75 | 18 Months | YES
363-0012 | JX163 3F/200-208V/3Ph/Ex Pr/FM/CSA/(163-0051) | JX163 3F/200-208V/3Ph/Ex Pr/FM/CSA/(163-0051) | https://www.zoellerpumps.com/en-us/products/sump-effluent-pumps/commercial/160-series | EA | 2422 |  | 53514208509 | 118 | LB | 21.25 | 11.75 | 14.75 | 18 Months | NO
363-0013 | H163 2F/50'Cd/200-208V/1Ph/cCSAus/(163-0079) | H163 2F/50'Cd/200-208V/1Ph/cCSAus/(163-0079) | https://www.zoellerpumps.com/en-us/products/sump-effluent-pumps/commercial/160-series | EA | 1454 |  | 53514225056 | 87 | LB | 21.25 | 11.75 | 14.75 | 18 Months | YES
363-0014 | I163 3F/35'Cd/200-208V/1Ph/cCSAus/(163-0039) | I163 3F/35'Cd/200-208V/1Ph/cCSAus/(163-0039) | https://www.zoellerpumps.com/en-us/products/sump-effluent-pumps/commercial/160-series | EA | 1311 |  | 53514230333 | 85 | LB | 0 | 0 | 0 | 18 Months | YES
363-0015 | NX163 3F/115V/1Ph/Ex Pr/FM/CSA/(163-0049) | NX163 3F/115V/1Ph/Ex Pr/FM/CSA/(163-0049) | https://www.zoellerpumps.com/en-us/products/sump-effluent-pumps/commercial/160-series | EA | 2261 |  | 53514269968 | 118 | LB | 32 | 12 | 15 | 18 Months | NO
363-0016 | EX163 3F/230V/1Ph/Ex Pr/FM/CSA/(163-0050) | EX163 3F/230V/1Ph/Ex Pr/FM/CSA/(163-0050) | https://www.zoellerpumps.com/en-us/products/sump-effluent-pumps/commercial/160-series | EA | 2307 |  | 53514337070 | 120 | LB | 32 | 12 | 15 | 18 Months | NO
363-0017 | I163 3F/200-208V/1Ph/cCSAus/(163-0010) | I163 3F/200-208V/1Ph/cCSAus/(163-0010) | https://www.zoellerpumps.com/en-us/products/sump-effluent-pumps/commercial/160-series | EA | 1201 |  | 53514363109 | 85 | LB | 21.25 | 11.75 | 14.75 | 18 Months | YES
363-0018 | IX163 3F/50'Cd/200-208V/1Ph/FM/CSA/(163-0073) | IX163 3F/50'Cd/200-208V/1Ph/FM/CSA/(163-0073) | https://www.zoellerpumps.com/en-us/products/sump-effluent-pumps/commercial/160-series | EA | 2487 |  | 53514365257 | 85 | LB | 0 | 0 | 0 | 18 Months | NO
365-0003 | D165 3F/230V/1Ph/cCSAus/UL/(165-0003) | D165 3F/230V/1Ph/cCSAus/UL/(165-0003) | https://www.zoellerpumps.com/en-us/products/sump-effluent-pumps/commercial/160-series | EA | 1412 |  | 53514022303 | 86 | LB | 21.25 | 11.75 | 14.75 | 18 Months | YES
365-0004 | E165 3F/230V/1Ph/cCSAus/UL/(165-0004) | E165 3F/230V/1Ph/cCSAus/UL/(165-0004) | https://www.zoellerpumps.com/en-us/products/sump-effluent-pumps/commercial/160-series | EA | 1293 |  | 53514022310 | 85 | LB | 21.25 | 11.75 | 14.75 | 18 Months | YES
365-0005 | F165 3F/230V/3Ph/cCSAus/UL/(165-0015) | F165 3F/230V/3Ph/cCSAus/UL/(165-0015) | https://www.zoellerpumps.com/en-us/products/sump-effluent-pumps/commercial/160-series | EA | 1408 |  | 53514022327 | 85 | LB | 21.25 | 11.75 | 14.75 | 18 Months | YES
365-0006 | J165 3F/200-208V/3Ph/cCSAus/UL/(165-0009) | J165 3F/200-208V/3Ph/cCSAus/UL/(165-0009) | https://www.zoellerpumps.com/en-us/products/sump-effluent-pumps/commercial/160-series | EA | 1408 |  | 53514022334 | 85 | LB | 21.25 | 11.75 | 14.75 | 18 Months | YES
365-0007 | H165 3F/200-208V/1Ph/cCSAus/(165-0012) | H165 3F/200-208V/1Ph/cCSAus/(165-0012) | https://www.zoellerpumps.com/en-us/products/sump-effluent-pumps/commercial/160-series | EA | 1452 |  | 53514022341 | 86 | LB | 21.25 | 11.75 | 14.75 | 18 Months | YES
365-0008 | G165 3F/460V/3Ph/cCSAus/UL/(165-0008) | G165 3F/460V/3Ph/cCSAus/UL/(165-0008) | https://www.zoellerpumps.com/en-us/products/sump-effluent-pumps/commercial/160-series | EA | 1408 |  | 53514025304 | 85 | LB | 21.25 | 11.75 | 14.75 | 18 Months | YES
365-0010 | BE165 3F/230V/1Ph/Pb/cCSAus/UL/(165-0004) | BE165 3F/230V/1Ph/Pb/cCSAus/UL/(165-0004) | https://www.zoellerpumps.com/en-us/products/sump-effluent-pumps/commercial/160-series | EA | 1320 |  | 53514044275 | 84 | LB | 21.25 | 11.75 | 14.75 | 18 Months | YES
365-0011 | I165 3F/200-208V/1Ph/cCSAus/(165-0020) | I165 3F/200-208V/1Ph/cCSAus/(165-0020) | https://www.zoellerpumps.com/en-us/products/sump-effluent-pumps/commercial/160-series | EA | 1333 |  | 53514044909 | 85 | LB | 21.25 | 11.75 | 14.75 | 18 Months | YES
365-0012 | E165 3F/50'Cd/230V/1Ph/cCSAus/UL/(165-0014) | E165 3F/50'Cd/230V/1Ph/cCSAus/UL/(165-0014) | https://www.zoellerpumps.com/en-us/products/sump-effluent-pumps/commercial/160-series | EA | 1433 |  | 53514180751 | 87 | LB | 21.25 | 11.75 | 14.75 | 18 Months | YES
365-0013 | EX165 3F/230V/1Ph/Ex Pr/FM/CSA/(165-0039) | EX165 3F/230V/1Ph/Ex Pr/FM/CSA/(165-0039) | https://www.zoellerpumps.com/en-us/products/sump-effluent-pumps/commercial/160-series | EA | 2474 |  | 53514185169 | 118 | LB | 32 | 12 | 15 | 18 Months | NO
365-0014 | D165 3F/50'Cd/230V/1Ph/cCSAus/UL/(165-00056) | D165 3F/50'Cd/230V/1Ph/cCSAus/UL/(165-00056) | https://www.zoellerpumps.com/en-us/products/sump-effluent-pumps/commercial/160-series | EA | 1552 |  | 53514201777 | 94 | LB | 21.25 | 11.75 | 14.75 | 18 Months | YES
365-0015 | H165 3F/50'Cd/200-208V/1Ph/cCSAus/(165-0056) | H165 3F/50'Cd/200-208V/1Ph/cCSAus/(165-0056) | https://www.zoellerpumps.com/en-us/products/sump-effluent-pumps/commercial/160-series | EA | 1333 |  | 53514202149 | 86 | LB | 21.25 | 11.75 | 14.75 | 18 Months | YES
365-0016 | I165 3F/50' Cord/200-208V/1Ph/cCSAus/(165-0064) | I165 3F/50' Cord/200-208V/1Ph/cCSAus/(165-0064) | https://www.zoellerpumps.com/en-us/products/sump-effluent-pumps/commercial/160-series | EA | 1473 |  | 53514277383 | 85 | LB | 21.25 | 11.75 | 14.75 | 18 Months | YES
365-0017 | J165 3F/50'Cd/200-208V/3Ph/cCSAus/UL/(165-0061) | J165 3F/50'Cd/200-208V/3Ph/cCSAus/UL/(165-0061) | https://www.zoellerpumps.com/en-us/products/sump-effluent-pumps/commercial/160-series | EA | 1548 |  | 53514350413 | 87 | LB | 21.25 | 11.75 | 14.75 | 18 Months | YES
365-0018 | JX165 3F/200V/3Ph/Ex Pr/FM/CSA/(165-0040) | JX165 3F/200V/3Ph/Ex Pr/FM/CSA/(165-0040) | https://www.zoellerpumps.com/en-us/products/sump-effluent-pumps/commercial/160-series | EA | 2589 |  | 53514352257 | 118 | LB | 32 | 12 | 15 | 18 Months | NO
365-0019 | D165 3F/35'Cd/230V/1Ph/cCSAus/UL/(165-00029) | D165 3F/35'Cd/230V/1Ph/cCSAus/UL/(165-00029) | https://www.zoellerpumps.com/en-us/products/sump-effluent-pumps/commercial/160-series | EA | 1522 |  | 53514435196 | 94 | LB | 21.25 | 11.75 | 14.75 | 18 Months | YES
370-0002 | N370 Fountain/.5Hp/115V/1Ph/60Hz/100'Cd/50Gpm | N370 Fountain/.5Hp/115V/1Ph/60Hz/100'Cd/50Gpm | https://www.zoellerpumps.com/en-us/products/specialty/fountain#technical-support | EA | 2126 |  | 53514178031 | 56 | LB | 41 | 15 | 15 | 18 Months | NO
371-0002 | N371 115V/1Ph/UL/cCSAus/Evap Cooling | N371 115V/1Ph/UL/cCSAus/Evap Cooling | https://www.zoellerpumps.com/en-us/products/specialty/evaporative-cooling | EA | 269 |  | 53514233976 | 21 | LB | 10.25 | 7.75 | 10.25 | 18 Months | NO
371-0004 | E371 230V/1Ph/UL/cCSAus/Evap Cooling | E371 230V/1Ph/UL/cCSAus/Evap Cooling | https://www.zoellerpumps.com/en-us/products/specialty/evaporative-cooling | EA | 342 |  | 53514233990 | 21 | LB | 10.25 | 7.75 | 10.25 | 18 Months | NO
372-0002 | N372 115V/1Ph/1/3 Hp/cCSAus/Evap Cooling | N372 115V/1Ph/1/3 Hp/cCSAus/Evap Cooling | https://www.zoellerpumps.com/en-us/products/specialty/evaporative-cooling | EA | 376 |  | 53514234034 | 32 | LB | 16.5 | 11 | 13.75 | 18 Months | NO
372-0004 | E372 230V/1Ph/1/3Hp/cCSAus/Evap Cooling | E372 230V/1Ph/1/3Hp/cCSAus/Evap Cooling | https://www.zoellerpumps.com/en-us/products/specialty/evaporative-cooling | EA | 410 |  | 53514234058 | 32 | LB | 16.5 | 11 | 13.75 | 18 Months | NO
373-0002 | N373 115V/1Ph/.4Hp/cCSAus/Evap Cooling | N373 115V/1Ph/.4Hp/cCSAus/Evap Cooling | https://www.zoellerpumps.com/en-us/products/specialty/evaporative-cooling | EA | 412 |  | 53514234096 | 37 | LB | 16.5 | 11 | 13.75 | 18 Months | NO
373-0004 | E373 230V/1Ph/.4Hp/cCSAus/Evap Cooling | E373 230V/1Ph/.4Hp/cCSAus/Evap Cooling | https://www.zoellerpumps.com/en-us/products/specialty/evaporative-cooling | EA | 492 |  | 53514234119 | 37 | LB | 16.5 | 11 | 13.75 | 18 Months | NO
382-0001 | M282 3F/115V/1Ph/cCSAus/UL | M282 3F/115V/1Ph/cCSAus/UL | https://www.zoellerpumps.com/en-us/products/sewage-pumps/commercial/280-series | EA | 1027 |  | 53514022365 | 82 | LB | 21.25 | 11.75 | 14.75 | 18 Months | YES
382-0002 | N282 3F/115V/1Ph/cCSAus/UL | N282 3F/115V/1Ph/cCSAus/UL | https://www.zoellerpumps.com/en-us/products/sewage-pumps/commercial/280-series | EA | 946 |  | 53514022372 | 81 | LB | 21.25 | 11.75 | 14.75 | 18 Months | YES
382-0003 | D282 3F/230V/1Ph/cCSAus/UL | D282 3F/230V/1Ph/cCSAus/UL | https://www.zoellerpumps.com/en-us/products/sewage-pumps/commercial/280-series | EA | 1121 |  | 53514022389 | 82 | LB | 21.25 | 11.75 | 14.75 | 18 Months | YES
382-0004 | E282 3F/230V/1Ph/cCSAus/UL | E282 3F/230V/1Ph/cCSAus/UL | https://www.zoellerpumps.com/en-us/products/sewage-pumps/commercial/280-series | EA | 1002 |  | 53514022396 | 81 | LB | 21.25 | 11.75 | 14.75 | 18 Months | YES
382-0007 | G282 3F/460V/3Ph/cCSAus/UL | G282 3F/460V/3Ph/cCSAus/UL | https://www.zoellerpumps.com/en-us/products/sewage-pumps/commercial/280-series | EA | 1117 |  | 53514022426 | 81 | LB | 21.25 | 11.75 | 14.75 | 18 Months | YES
382-0008 | M282 3F/15'Cd/115V/1Ph/cCSAus/UL | M282 3F/15'Cd/115V/1Ph/cCSAus/UL | https://www.zoellerpumps.com/en-us/products/sewage-pumps/commercial/280-series | EA | 1043 |  | 53514022433 | 82 | LB | 21.25 | 11.75 | 14.75 | 18 Months | YES
382-0009 | M282 3F/35'Cd/115V/1Ph/cCSAus/UL | M282 3F/35'Cd/115V/1Ph/cCSAus/UL | https://www.zoellerpumps.com/en-us/products/sewage-pumps/commercial/280-series | EA | 1137 |  | 53514022440 | 87 | LB | 21.25 | 11.75 | 14.75 | 18 Months | YES
382-0010 | J282 3F/200-208V/3Ph/cCSAus/UL | J282 3F/200-208V/3Ph/cCSAus/UL | https://www.zoellerpumps.com/en-us/products/sewage-pumps/commercial/280-series | EA | 1117 |  | 53514022457 | 81 | LB | 21.25 | 11.75 | 14.75 | 18 Months | YES
382-0012 | E282 3F/25'Cd/230V/1Ph/cCSAus/UL | E282 3F/25'Cd/230V/1Ph/cCSAus/UL | https://www.zoellerpumps.com/en-us/products/sewage-pumps/commercial/280-series | EA | 1102 |  | 53514022471 | 83 | LB | 21.25 | 11.75 | 14.75 | 18 Months | YES
382-0013 | N282 3F/50'Cd/115V/1Ph/cCSAus/UL | N282 3F/50'Cd/115V/1Ph/cCSAus/UL | https://www.zoellerpumps.com/en-us/products/sewage-pumps/commercial/280-series | EA | 1086 |  | 53514022488 | 90 | LB | 21.25 | 11.75 | 14.75 | 18 Months | YES
382-0019 | I282 3F/200-208V/1Ph/cCSAus | I282 3F/200-208V/1Ph/cCSAus | https://www.zoellerpumps.com/en-us/products/sewage-pumps/commercial/280-series | EA | 1042 |  | 53514022525 | 81 | LB | 21.25 | 11.75 | 14.75 | 18 Months | YES
382-0020 | E282 3F/50'Cd/230V/1Ph/cCSAus/UL | E282 3F/50'Cd/230V/1Ph/cCSAus/UL | https://www.zoellerpumps.com/en-us/products/sewage-pumps/commercial/280-series | EA | 1142 |  | 53514025670 | 90 | LB | 21.25 | 11.75 | 14.75 | 18 Months | YES
382-0021 | D282 3F/25'Cd/230V/1Ph/cCSAus/UL | D282 3F/25'Cd/230V/1Ph/cCSAus/UL | https://www.zoellerpumps.com/en-us/products/sewage-pumps/commercial/280-series | EA | 1221 |  | 53514026936 | 84 | LB | 21.25 | 11.75 | 14.75 | 18 Months | YES
382-0022 | N282 3F/35'Cd/115V/1Ph/cCSAus/UL | N282 3F/35'Cd/115V/1Ph/cCSAus/UL | https://www.zoellerpumps.com/en-us/products/sewage-pumps/commercial/280-series | EA | 1056 |  | 53514028909 | 86 | LB | 21.25 | 11.75 | 14.75 | 18 Months | YES
382-0023 | N282 3F/25'Cd/115V/1Ph/cCSAus/UL | N282 3F/25'Cd/115V/1Ph/cCSAus/UL | https://www.zoellerpumps.com/en-us/products/sewage-pumps/commercial/280-series | EA | 1046 |  | 53514033507 | 83 | LB | 21.25 | 11.75 | 14.75 | 18 Months | YES
382-0024 | F282 3F/230V/3Ph/cCSAus/UL | F282 3F/230V/3Ph/cCSAus/UL | https://www.zoellerpumps.com/en-us/products/sewage-pumps/commercial/280-series | EA | 1117 |  | 53514038229 | 81 | LB | 21.25 | 11.75 | 14.75 | 18 Months | YES
382-0025 | M282 3F/25'Cd/115V/1Ph/cCSAus/UL | M282 3F/25'Cd/115V/1Ph/cCSAus/UL | https://www.zoellerpumps.com/en-us/products/sewage-pumps/commercial/280-series | EA | 1127 |  | 53514039325 | 84 | LB | 21.25 | 11.75 | 14.75 | 18 Months | YES
382-0027 | BN282 3F/115V/1Ph/Pb15'/UL/cCSAus | BN282 3F/115V/1Ph/Pb15'/UL/cCSAus | https://www.zoellerpumps.com/en-us/products/sewage-pumps/commercial/280-series | EA | 1000 |  | 53514041304 | 83 | LB | 21.25 | 11.75 | 14.75 | 18 Months | YES
382-0028 | BE282 3F/230V/1Ph/Pb/cCSAus/UL | BE282 3F/230V/1Ph/Pb/cCSAus/UL | https://www.zoellerpumps.com/en-us/products/sewage-pumps/commercial/280-series | EA | 1062 |  | 53514041311 | 83 | LB | 21.25 | 11.75 | 14.75 | 18 Months | YES
382-0029 | J282 3F/25'Cd/200-208V/3Ph/cCSAus | J282 3F/25'Cd/200-208V/3Ph/cCSAus | https://www.zoellerpumps.com/en-us/products/sewage-pumps/commercial/280-series | EA | 1217 |  | 53514041823 | 83 | LB | 21.25 | 11.75 | 14.75 | 18 Months | YES
382-0030 | H282 3F/35'Cd/200-208V/1Ph/cCSAus | H282 3F/35'Cd/200-208V/1Ph/cCSAus | https://www.zoellerpumps.com/en-us/products/sewage-pumps/commercial/280-series | EA | 1271 |  | 53514044541 | 85 | LB | 21.25 | 11.75 | 14.75 | 18 Months | YES
382-0031 | E282 3F/25'Cd/230V/1P/ED | E282 3F/25'Cd/230V/1P/ED | https://www.zoellerpumps.com/en-us/products/sewage-pumps/commercial/280-series | EA | 1102 |  | 53514045272 | 84 | LB | 21.25 | 11.75 | 14.75 | 18 Months | YES
382-0032 | F282 3F/25'Cd/230V/3Ph/cCSAus/UL | F282 3F/25'Cd/230V/3Ph/cCSAus/UL | https://www.zoellerpumps.com/en-us/products/sewage-pumps/commercial/280-series | EA | 1217 |  | 53514056223 | 84 | LB | 21.25 | 11.75 | 14.75 | 18 Months | YES
382-0033 | J282 3F/35'Cd/200-208V/3Ph/cCSAus/UL | J282 3F/35'Cd/200-208V/3Ph/cCSAus/UL | https://www.zoellerpumps.com/en-us/products/sewage-pumps/commercial/280-series | EA | 1227 |  | 53514086541 | 84 | LB | 21.25 | 11.75 | 14.75 | 18 Months | YES
382-0034 | H282 3F/50'Cd/200-208V/1Ph/cCSAus | H282 3F/50'Cd/200-208V/1Ph/cCSAus | https://www.zoellerpumps.com/en-us/products/sewage-pumps/commercial/280-series | EA | 1301 |  | 53514089023 | 90 | LB | 21.25 | 11.75 | 14.75 | 18 Months | YES
382-0036 | G282 3F/25'Cd/460V/3Ph/cCSAus/UL | G282 3F/25'Cd/460V/3Ph/cCSAus/UL | https://www.zoellerpumps.com/en-us/products/sewage-pumps/commercial/280-series | EA | 1217 |  | 53514096359 | 85 | LB | 21.25 | 11.75 | 14.75 | 18 Months | YES
382-0037 | E282 3F/35'Cd/230V/1Ph/cCSAus/UL | E282 3F/35'Cd/230V/1Ph/cCSAus/UL | https://www.zoellerpumps.com/en-us/products/sewage-pumps/commercial/280-series | EA | 1112 |  | 53514117818 | 88 | LB | 21.25 | 11.75 | 14.75 | 18 Months | YES
382-0038 | NX282 3F/115V/1Ph/Ex Pr/FM/CSA | NX282 3F/115V/1Ph/Ex Pr/FM/CSA | https://www.zoellerpumps.com/en-us/products/sewage-pumps/commercial/280-series | EA | 2129 |  | 53514123321 | 128 | LB | 32 | 12 | 15 | 18 Months | NO
382-0040 | NX282 3F/50'Cd/115V/1Ph/Ex Pr/FM/CSA | NX282 3F/50'Cd/115V/1Ph/Ex Pr/FM/CSA | https://www.zoellerpumps.com/en-us/products/sewage-pumps/commercial/280-series | EA | 2269 |  | 53514140915 | 128 | LB | 32 | 12 | 15 | 18 Months | NO
382-0041 | EX282 3F/230V/1Ph/Ex Pr/FM/CSA | EX282 3F/230V/1Ph/Ex Pr/FM/CSA | https://www.zoellerpumps.com/en-us/products/sewage-pumps/commercial/280-series | EA | 2173 |  | 53514142407 | 127 | LB | 32 | 12 | 15 | 18 Months | NO
382-0042 | CF282 3F/230V/3Ph/UL/Auto | CF282 3F/230V/3Ph/UL/Auto | https://www.zoellerpumps.com/en-us/products/sewage-pumps/commercial/280-series | EA | 1630 |  | 53514155179 | 81 | LB | 21.25 | 11.75 | 14.75 | 18 Months | YES
382-0043 | IX282 3F/25'Cd/200-208V/1Ph/Ex Pr/FM/CSA | IX282 3F/25'Cd/200-208V/1Ph/Ex Pr/FM/CSA | https://www.zoellerpumps.com/en-us/products/sewage-pumps/commercial/280-series | EA | 2313 |  | 53514167455 | 130 | LB | 32 | 12 | 15 | 18 Months | NO
382-0044 | G282 3F/50'Cd/460V/3Ph/cCSAus/UL | G282 3F/50'Cd/460V/3Ph/cCSAus/UL | https://www.zoellerpumps.com/en-us/products/sewage-pumps/commercial/280-series | EA | 1257 |  | 53514169947 | 85 | LB | 21.25 | 11.75 | 14.75 | 18 Months | YES
382-0046 | JX282 3F/200-208V/3Ph/Ex Pr/FM/CSA | JX282 3F/200-208V/3Ph/Ex Pr/FM/CSA | https://www.zoellerpumps.com/en-us/products/sewage-pumps/commercial/280-series | EA | 2288 |  | 53514181789 | 128 | LB | 32 | 12 | 15 | 18 Months | NO
382-0049 | D282 3F/50'Cd/230V/1Ph/cCSAus/UL | D282 3F/50'Cd/230V/1Ph/cCSAus/UL | https://www.zoellerpumps.com/en-us/products/sewage-pumps/commercial/280-series | EA | 1261 |  | 53514205539 | 86 | LB | 21.25 | 11.75 | 14.75 | 18 Months | YES
382-0050 | GX282 3F/35'Cd/460V/3Ph/Ex Pr/FM/CSA | GX282 3F/35'Cd/460V/3Ph/Ex Pr/FM/CSA | https://www.zoellerpumps.com/en-us/products/sewage-pumps/commercial/280-series | EA | 2398 |  | 53514210625 | 128 | LB | 32 | 12 | 15 | 18 Months | NO
382-0051 | GX282 3F/50'Cd/460V/3Ph/Ex Pr/FM/CSA | GX282 3F/50'Cd/460V/3Ph/Ex Pr/FM/CSA | https://www.zoellerpumps.com/en-us/products/sewage-pumps/commercial/280-series | EA | 2428 |  | 53514231071 | 128 | LB | 32 | 12 | 15 | 18 Months | NO
382-0052 | J282 3F/50'Cd/200-208V/3Ph/cCSAus/UL | J282 3F/50'Cd/200-208V/3Ph/cCSAus/UL | https://www.zoellerpumps.com/en-us/products/sewage-pumps/commercial/280-series | EA | 1257 |  | 53514234171 | 84 | LB | 21.25 | 11.75 | 14.75 | 18 Months | YES
382-0054 | F282 3F/50'Cd/230V/3Ph/cCSAus/UL | F282 3F/50'Cd/230V/3Ph/cCSAus/UL | https://www.zoellerpumps.com/en-us/products/sewage-pumps/commercial/280-series | EA | 1257 |  | 53514241971 | 85 | LB | 21.25 | 11.75 | 14.75 | 18 Months | YES
382-0057 | iX282 3F/35'Cd//200-208V/1Ph/Ex Pr/FM/CSA | iX282 3F/35'Cd//200-208V/1Ph/Ex Pr/FM/CSA | https://www.zoellerpumps.com/en-us/products/sewage-pumps/commercial/280-series | EA | 3422 |  | 53514256463 | 127 | LB | 32 | 12 | 15 | 18 Months | NO
382-0058 | I282 3F/25'Cd/200-208V/1Ph/cCSAus | I282 3F/25'Cd/200-208V/1Ph/cCSAus | https://www.zoellerpumps.com/en-us/products/sewage-pumps/commercial/280-series | EA | 1142 |  | 53514256968 | 83 | LB | 21.25 | 11.75 | 14.75 | 18 Months | YES
382-0060 | FX282 3F/50'Cd/230V/3Ph/Ex Pr/FM/CSA | FX282 3F/50'Cd/230V/3Ph/Ex Pr/FM/CSA | https://www.zoellerpumps.com/en-us/products/sewage-pumps/commercial/280-series | EA | 2428 |  | 53514296711 | 129 | LB | 32 | 12 | 15 | 18 Months | NO
382-0061 | EX282 3F/50'Cd/230V/1Ph/Ex Pr/FM/CSA | EX282 3F/50'Cd/230V/1Ph/Ex Pr/FM/CSA | https://www.zoellerpumps.com/en-us/products/sewage-pumps/commercial/280-series | EA | 2313 |  | 53514330750 | 129 | LB | 32 | 12 | 15 | 18 Months | NO
382-0062 | EX282 3F/25'Cd/230V/1Ph/Ex Pr/FM/CSA | EX282 3F/25'Cd/230V/1Ph/Ex Pr/FM/CSA | https://www.zoellerpumps.com/en-us/products/sewage-pumps/commercial/280-series | EA | 2273 |  | 53514342951 | 128 | LB | 32 | 12 | 15 | 18 Months | NO
382-0063 | D282 3F/15'Cd/230V/1Ph/cCSAus/UL | D282 3F/15'Cd/230V/1Ph/cCSAus/UL | https://www.zoellerpumps.com/en-us/products/sewage-pumps/commercial/280-series | EA | 1137 |  | 53514353445 | 82 | LB | 21.25 | 11.75 | 14.75 | 18 Months | YES
382-0064 | JX282 3F/50'Cd/200-208V/Ex Pr/FM/CSA/(01 | JX282 3F/50'Cd/200-208V/Ex Pr/FM/CSA/(01 | https://www.zoellerpumps.com/en-us/products/sewage-pumps/commercial/280-series | EA | 2428 |  | 53514354794 | 129 | LB | 32 | 12 | 15 | 18 Months | NO
382-0065 | IX282 3F/50'Cd/200-208V/1Ph/Ex Pr/FM/CSA | IX282 3F/50'Cd/200-208V/1Ph/Ex Pr/FM/CSA | https://www.zoellerpumps.com/en-us/products/sewage-pumps/commercial/280-series | EA | 2353 |  | 53514356873 | 134 | LB | 32 | 12 | 15 | 18 Months | NO
382-0066 | MX282 3F/115V/1Ph/Expr/FM/CSA | MX282 3F/115V/1Ph/Expr/FM/CSA | https://www.zoellerpumps.com/en-us/products/sewage-pumps/commercial/280-series | EA | 3267 |  | 53514356927 | 119 | LB | 32 | 12 | 15 | 18 Months | YES
382-0067 | I282 3F/50'Cd/200-208V/1Ph/cCSAus | I282 3F/50'Cd/200-208V/1Ph/cCSAus | https://www.zoellerpumps.com/en-us/products/sewage-pumps/commercial/280-series | EA | 1182 |  | 53514357351 | 85 | LB | 21.25 | 11.75 | 14.75 | 18 Months | YES
382-0068 | EX282 3F/35'Cd/230V/1Ph/Ex Pr/FM/CSA | EX282 3F/35'Cd/230V/1Ph/Ex Pr/FM/CSA | https://www.zoellerpumps.com/en-us/products/sewage-pumps/commercial/280-series | EA | 2283 |  | 53514361914 | 128 | LB | 32 | 12 | 15 | 18 Months | NO
382-0069 | I282 3F/35'Cd/200-208V/1Ph/cCSAus | I282 3F/35'Cd/200-208V/1Ph/cCSAus | https://www.zoellerpumps.com/en-us/products/sewage-pumps/commercial/280-series | EA | 1152 |  | 53514362140 | 85 | LB | 21.25 | 11.75 | 14.75 | 18 Months | YES
382-0072 | M282 3F/50'Cd/115V/1Ph/cCSAus/UL | M282 3F/50'Cd/115V/1Ph/cCSAus/UL | https://www.zoellerpumps.com/en-us/products/sewage-pumps/commercial/280-series | EA | 1147 |  | 53514414412 | 87 | LB | 21.25 | 11.75 | 14.75 | 18 Months | YES
382-0074 | JX282 3F/35'Cd/200-208V/3Ph/Ex Pr | JX282 3F/35'Cd/200-208V/3Ph/Ex Pr | https://www.zoellerpumps.com/en-us/products/sewage-pumps/commercial/280-series | EA | 2398 |  | 53514435486 | 127 | LB | 32 | 12 | 15 | 18 Months | NO
382-0075 | BE282 3F/35'Cd/230V/1Ph/Pb35'/cCSAus/UL | BE282 3F/35'Cd/230V/1Ph/Pb35'/cCSAus/UL | https://www.zoellerpumps.com/en-us/products/sewage-pumps/commercial/280-series | EA | 1152 |  | 53514438296 | 83 | LB | 21.25 | 11.75 | 14.75 | 18 Months | YES
384-0003 | D284 3F/230V/1Ph/cCSAus/UL | D284 3F/230V/1Ph/cCSAus/UL | https://www.zoellerpumps.com/en-us/products/sewage-pumps/commercial/280-series | EA | 1256 |  | 53514022532 | 85 | LB | 21.25 | 11.75 | 14.75 | 18 Months | YES
384-0004 | E284 3F/230V/1Ph/cCSAus/UL | E284 3F/230V/1Ph/cCSAus/UL | https://www.zoellerpumps.com/en-us/products/sewage-pumps/commercial/280-series | EA | 1151 |  | 53514022549 | 84 | LB | 21.25 | 11.75 | 14.75 | 18 Months | YES
384-0005 | J284 3F/200-208V/3Ph/cCSAus/UL | J284 3F/200-208V/3Ph/cCSAus/UL | https://www.zoellerpumps.com/en-us/products/sewage-pumps/commercial/280-series | EA | 1266 |  | 53514022556 | 84 | LB | 21.25 | 11.75 | 14.75 | 18 Months | YES
384-0006 | E284 3F/35'Cd/230V/1Ph/cCSAus/UL | E284 3F/35'Cd/230V/1Ph/cCSAus/UL | https://www.zoellerpumps.com/en-us/products/sewage-pumps/commercial/280-series | EA | 1261 |  | 53514022563 | 89 | LB | 21.25 | 11.75 | 14.75 | 18 Months | YES
384-0007 | G284 3F/460V/3Ph/cCSAus/UL | G284 3F/460V/3Ph/cCSAus/UL | https://www.zoellerpumps.com/en-us/products/sewage-pumps/commercial/280-series | EA | 1246 |  | 53514022570 | 84 | LB | 21.25 | 11.75 | 14.75 | 18 Months | YES
384-0008 | F284 3F/230V/3Ph/cCSAus/UL | F284 3F/230V/3Ph/cCSAus/UL | https://www.zoellerpumps.com/en-us/products/sewage-pumps/commercial/280-series | EA | 1246 |  | 53514022587 | 84 | LB | 21.25 | 11.75 | 14.75 | 18 Months | YES
384-0009 | E284 3F/25'Cd/230V/1Ph/cCSAus/UL | E284 3F/25'Cd/230V/1Ph/cCSAus/UL | https://www.zoellerpumps.com/en-us/products/sewage-pumps/commercial/280-series | EA | 1231 |  | 53514022594 | 86 | LB | 21.25 | 11.75 | 14.75 | 18 Months | YES
384-0010 | G284 3F/25'Cd/460V/3Ph/cCSAus/UL | G284 3F/25'Cd/460V/3Ph/cCSAus/UL | https://www.zoellerpumps.com/en-us/products/sewage-pumps/commercial/280-series | EA | 1366 |  | 53514022600 | 86 | LB | 21.25 | 11.75 | 14.75 | 18 Months | YES
384-0011 | D284 3F/25'Cd/230V/1Ph/cCSAus/UL | D284 3F/25'Cd/230V/1Ph/cCSAus/UL | https://www.zoellerpumps.com/en-us/products/sewage-pumps/commercial/280-series | EA | 1356 |  | 53514022617 | 87 | LB | 21.25 | 11.75 | 14.75 | 18 Months | YES
384-0012 | J284 3F/25'Cd/200-208V/3Ph/cCSAus/UL/ | J284 3F/25'Cd/200-208V/3Ph/cCSAus/UL/ | https://www.zoellerpumps.com/en-us/products/sewage-pumps/commercial/280-series | EA | 1366 |  | 53514022624 | 86 | LB | 21.25 | 11.75 | 14.75 | 18 Months | YES
384-0013 | I284 3F/200-208V/1Ph/cCSAus | I284 3F/200-208V/1Ph/cCSAus | https://www.zoellerpumps.com/en-us/products/sewage-pumps/commercial/280-series | EA | 1191 |  | 53514022631 | 84 | LB | 21.25 | 11.75 | 14.75 | 18 Months | YES
384-0014 | H284 3F/200-208V/1Ph/cCSAus | H284 3F/200-208V/1Ph/cCSAus | https://www.zoellerpumps.com/en-us/products/sewage-pumps/commercial/280-series | EA | 1296 |  | 53514022648 | 85 | LB | 21.25 | 11.75 | 14.75 | 18 Months | YES
384-0015 | D284 3F/15'Cd/230V/1Ph/cCSAus/UL | D284 3F/15'Cd/230V/1Ph/cCSAus/UL | https://www.zoellerpumps.com/en-us/products/sewage-pumps/commercial/280-series | EA | 1272 |  | 53514022655 | 85 | LB | 21.25 | 11.75 | 14.75 | 18 Months | YES
384-0016 | D284 3F/35'Cd/230V/1Ph/cCSAus/UL | D284 3F/35'Cd/230V/1Ph/cCSAus/UL | https://www.zoellerpumps.com/en-us/products/sewage-pumps/commercial/280-series | EA | 1366 |  | 53514022662 | 90 | LB | 21.25 | 11.75 | 14.75 | 18 Months | YES
384-0017 | D284 3F/50'Cd/230V/1Ph/cCSAus/UL | D284 3F/50'Cd/230V/1Ph/cCSAus/UL | https://www.zoellerpumps.com/en-us/products/sewage-pumps/commercial/280-series | EA | 1396 |  | 53514022679 | 94 | LB | 21.25 | 11.75 | 14.75 | 18 Months | YES
384-0019 | F284 3F/25'Cd/230V/3Ph/cCSAus/UL | F284 3F/25'Cd/230V/3Ph/cCSAus/UL | https://www.zoellerpumps.com/en-us/products/sewage-pumps/commercial/280-series | EA | 1366 |  | 53514022693 | 86 | LB | 21.25 | 11.75 | 14.75 | 18 Months | YES
384-0020 | G284 3F/35'Cd/460V/3Ph/cCSAus/UL | G284 3F/35'Cd/460V/3Ph/cCSAus/UL | https://www.zoellerpumps.com/en-us/products/sewage-pumps/commercial/280-series | EA | 1376 |  | 53514022709 | 89 | LB | 21.25 | 11.75 | 14.75 | 18 Months | YES
384-0021 | I284 3F/35'Cd/200-208V/1Ph/cCSAus | I284 3F/35'Cd/200-208V/1Ph/cCSAus | https://www.zoellerpumps.com/en-us/products/sewage-pumps/commercial/280-series | EA | 1301 |  | 53514022716 | 89 | LB | 21.25 | 11.75 | 14.75 | 18 Months | YES
384-0022 | I284 3F/25'Cd/200-208V/1Ph/cCSAus | I284 3F/25'Cd/200-208V/1Ph/cCSAus | https://www.zoellerpumps.com/en-us/products/sewage-pumps/commercial/280-series | EA | 1291 |  | 53514022723 | 86 | LB | 21.25 | 11.75 | 14.75 | 18 Months | YES
384-0024 | J284 3F/35'Cd/200-208V/3Ph/cCSAus/UL | J284 3F/35'Cd/200-208V/3Ph/cCSAus/UL | https://www.zoellerpumps.com/en-us/products/sewage-pumps/commercial/280-series | EA | 1376 |  | 53514022747 | 89 | LB | 21.25 | 11.75 | 14.75 | 18 Months | YES
384-0025 | H284 3F/25'Cd/200-208V/1Ph/cCSAus | H284 3F/25'Cd/200-208V/1Ph/cCSAus | https://www.zoellerpumps.com/en-us/products/sewage-pumps/commercial/280-series | EA | 1396 |  | 53514022754 | 87 | LB | 21.25 | 11.75 | 14.75 | 18 Months | YES
384-0026 | E284 3F/50'Cd/230V/1Ph/cCSAus/UL | E284 3F/50'Cd/230V/1Ph/cCSAus/UL | https://www.zoellerpumps.com/en-us/products/sewage-pumps/commercial/280-series | EA | 1291 |  | 53514022761 | 93 | LB | 21.25 | 11.75 | 14.75 | 18 Months | YES
384-0027 | J284 3F/50'Cd/200-208V/3Ph/cCSAus/UL | J284 3F/50'Cd/200-208V/3Ph/cCSAus/UL | https://www.zoellerpumps.com/en-us/products/sewage-pumps/commercial/280-series | EA | 1406 |  | 53514022778 | 93 | LB | 21.25 | 11.75 | 14.75 | 18 Months | YES
384-0028 | H284 3F/15'Cd/200-208V/1Ph/cCSAus | H284 3F/15'Cd/200-208V/1Ph/cCSAus | https://www.zoellerpumps.com/en-us/products/sewage-pumps/commercial/280-series | EA | 1312 |  | 53514022785 | 85 | LB | 21.25 | 11.75 | 14.75 | 18 Months | YES
384-0029 | F284 3F/35'Cd/230V/3Ph/cCSAus/UL | F284 3F/35'Cd/230V/3Ph/cCSAus/UL | https://www.zoellerpumps.com/en-us/products/sewage-pumps/commercial/280-series | EA | 1376 |  | 53514027520 | 89 | LB | 21.25 | 11.75 | 14.75 | 18 Months | YES
384-0031 | E284 3F/230V/1Ph/cCSAus/Wo Plug | E284 3F/230V/1Ph/cCSAus/Wo Plug | https://www.zoellerpumps.com/en-us/products/sewage-pumps/commercial/280-series | EA | 1151 |  | 53514039448 | 84 | LB | 21.25 | 11.75 | 14.75 | 18 Months | YES
384-0032 | BE284 3F/230V/1Ph/15' Pb/cCSAus/UL | BE284 3F/230V/1Ph/15' Pb/cCSAus/UL | https://www.zoellerpumps.com/en-us/products/sewage-pumps/commercial/280-series | EA | 1183 |  | 53514041274 | 86 | LB | 21.25 | 11.75 | 14.75 | 18 Months | YES
384-0035 | G284 3F/50'Cd/460V/3Ph/cCSAus/UL | G284 3F/50'Cd/460V/3Ph/cCSAus/UL | https://www.zoellerpumps.com/en-us/products/sewage-pumps/commercial/280-series | EA | 1406 |  | 53514089450 | 93 | LB | 21.25 | 11.75 | 14.75 | 18 Months | YES
384-0039 | CF284 3F/230V/3Ph/UL/Auto | CF284 3F/230V/3Ph/UL/Auto | https://www.zoellerpumps.com/en-us/products/sewage-pumps/commercial/280-series | EA | 1645 |  | 53514121358 | 84 | 1 | 21.25 | 11.75 | 14.75 | 18 Months | YES
384-0040 | F284 3F/50'Cd/230V/3Ph/cCSAus/UL | F284 3F/50'Cd/230V/3Ph/cCSAus/UL | https://www.zoellerpumps.com/en-us/products/sewage-pumps/commercial/280-series | EA | 1406 |  | 53514123918 | 93 | LB | 21.25 | 11.75 | 14.75 | 18 Months | YES
384-0041 | I284 3F/50'Cd/200-208V/1Ph/cCSAus | I284 3F/50'Cd/200-208V/1Ph/cCSAus | https://www.zoellerpumps.com/en-us/products/sewage-pumps/commercial/280-series | EA | 1331 |  | 53514127886 | 93 | LB | 21.25 | 11.75 | 14.75 | 18 Months | YES
384-0042 | JX284 3F/200-208V/3Ph/Ex Pr/FM/CSA | JX284 3F/200-208V/3Ph/Ex Pr/FM/CSA | https://www.zoellerpumps.com/en-us/products/sewage-pumps/commercial/280-series | EA | 2646 |  | 53514136895 | 128 | LB | 32 | 12 | 15 | 18 Months | NO
384-0043 | IX284 3F/200-208V/1Ph/Expr/FM/CSA | IX284 3F/200-208V/1Ph/Expr/FM/CSA | https://www.zoellerpumps.com/en-us/products/sewage-pumps/commercial/280-series | EA | 2571 |  | 53514141233 | 127 | LB | 32 | 12 | 15 | 18 Months | NO
384-0044 | FX284 3F/230V/3Ph/Ex Pr/FM/CSA | FX284 3F/230V/3Ph/Ex Pr/FM/CSA | https://www.zoellerpumps.com/en-us/products/sewage-pumps/commercial/280-series | EA | 2646 |  | 53514145422 | 129 | LB | 32 | 12 | 15 | 18 Months | NO
384-0045 | EX284 3F/230V/1Ph/Ex Pr/FM/CSA | EX284 3F/230V/1Ph/Ex Pr/FM/CSA | https://www.zoellerpumps.com/en-us/products/sewage-pumps/commercial/280-series | EA | 2531 |  | 53514150136 | 128 | LB | 32 | 12 | 15 | 18 Months | NO
384-0046 | GX284 3F/460V/3Ph/Ex Pr/FM/CSA | GX284 3F/460V/3Ph/Ex Pr/FM/CSA | https://www.zoellerpumps.com/en-us/products/sewage-pumps/commercial/280-series | EA | 2646 |  | 53514154189 | 129 | LB | 32 | 12 | 15 | 18 Months | NO
384-0047 | JX284 3F/50'Cd/200-208V/3Ph/Ex Pr/FM/CSA | JX284 3F/50'Cd/200-208V/3Ph/Ex Pr/FM/CSA | https://www.zoellerpumps.com/en-us/products/sewage-pumps/commercial/280-series | EA | 2786 |  | 53514186364 | 131 | LB | 32 | 12 | 15 | 18 Months | NO
384-0048 | IX284 3F/35'Cd/200-208V/1Ph/Ex Pr/FM/CSA | IX284 3F/35'Cd/200-208V/1Ph/Ex Pr/FM/CSA | https://www.zoellerpumps.com/en-us/products/sewage-pumps/commercial/280-series | EA | 3505 |  | 53514256487 | 127 | LB | 32 | 12 | 15 | 18 Months | NO
384-0049 | EX284 3F/25'Cd/230V/1Ph/Ex Pr/FM/CSA | EX284 3F/25'Cd/230V/1Ph/Ex Pr/FM/CSA | https://www.zoellerpumps.com/en-us/products/sewage-pumps/commercial/280-series | EA | 2746 |  | 53514257064 | 128 | LB | 32 | 12 | 15 | 18 Months | NO
384-0050 | CF284 3F/25'Cd/230V/3Ph/UL/Auto/ | CF284 3F/25'Cd/230V/3Ph/UL/Auto/ | https://www.zoellerpumps.com/en-us/products/sewage-pumps/commercial/280-series | EA | 1745 |  | 53514261160 | 85 | LB | 21.25 | 11.75 | 14.75 | 18 Months | YES
384-0051 | EX284 3F/35'Cd/230V/1Ph/Ex Pr/FM/CSA | EX284 3F/35'Cd/230V/1Ph/Ex Pr/FM/CSA | https://www.zoellerpumps.com/en-us/products/sewage-pumps/commercial/280-series | EA | 2641 |  | 53514322779 | 129 | LB | 32 | 12 | 15 | 18 Months | NO
384-0054 | GX284 3F/25'Cd/460V/3Ph/Ex Pr/FM/CSA | GX284 3F/25'Cd/460V/3Ph/Ex Pr/FM/CSA | https://www.zoellerpumps.com/en-us/products/sewage-pumps/commercial/280-series | EA | 2746 |  | 53514341619 | 125 | LB | 32 | 12 | 15 | 18 Months | NO
384-0058 | GX284 3F/50'Cd/460V/3Ph/Ex Pr/FM/CSA | GX284 3F/50'Cd/460V/3Ph/Ex Pr/FM/CSA | https://www.zoellerpumps.com/en-us/products/sewage-pumps/commercial/280-series | EA | 2786 |  | 53514363246 | 125 | LB | 32 | 12 | 15 | 18 Months | NO
384-0059 | H284 3F/50'Cd/200-208V/1Ph/cCSAus | H284 3F/50'Cd/200-208V/1Ph/cCSAus | https://www.zoellerpumps.com/en-us/products/sewage-pumps/commercial/280-series | EA | 1436 |  | 53514363338 | 94 | LB | 21.25 | 11.75 | 14.75 | 18 Months | YES
384-0060 | EX284 3F/50'Cd/230V/1Ph/Ex Pr/FM/CSA | EX284 3F/50'Cd/230V/1Ph/Ex Pr/FM/CSA | https://www.zoellerpumps.com/en-us/products/sewage-pumps/commercial/280-series | EA | 2704 |  | 53514364694 | 129 | LB | 32 | 12 | 15 | 18 Months | NO
384-0064 | IX284 3F/50'Cd/200-208V/1Ph/Ex Pr/FM/CSA | IX284 3F/50'Cd/200-208V/1Ph/Ex Pr/FM/CSA | https://www.zoellerpumps.com/en-us/products/sewage-pumps/commercial/280-series | EA | 2711 |  | 53514388010 | 133 | LB | 32 | 12 | 15 | 18 Months | NO
384-0065 | HX284 3F/25'Cd/200-208V/1Ph/Ex Pr/FM/CSA | HX284 3F/25'Cd/200-208V/1Ph/Ex Pr/FM/CSA | https://www.zoellerpumps.com/en-us/products/sewage-pumps/commercial/280-series | EA | 3495 |  | 53514389017 | 124 | LB | 32 | 12 | 15 | 18 Months | NO
384-0066 | FX284 3F/50'Cd/230V/3Ph/Ex Pr/FM/CSA | FX284 3F/50'Cd/230V/3Ph/Ex Pr/FM/CSA | https://www.zoellerpumps.com/en-us/products/sewage-pumps/commercial/280-series | EA | 2786 |  | 53514398088 | 129 | LB | 32 | 12 | 15 | 18 Months | NO
384-0068 | HX284 3F/50'Cd/200-208V/1Ph/Ex Pr | HX284 3F/50'Cd/200-208V/1Ph/Ex Pr | https://www.zoellerpumps.com/en-us/products/sewage-pumps/commercial/280-series | EA | 3535 |  | 53514471422 | 124 | LB | 32 | 12 | 15 | 18 Months | NO
385-0003 | D185 3F/230V/1Ph/cCSAus/UL/(185-0003) | D185 3F/230V/1Ph/cCSAus/UL/(185-0003) | https://www.zoellerpumps.com/en-us/products/sump-effluent-pumps/commercial/180-190-series | EA | 1375 |  | 53514022792 | 89 | LB | 21.25 | 11.75 | 14.75 | 18 Months | YES
385-0004 | E185 3F/230V/1Ph/cCSAus/UL/(185-0004) | E185 3F/230V/1Ph/cCSAus/UL/(185-0004) | https://www.zoellerpumps.com/en-us/products/sump-effluent-pumps/commercial/180-190-series | EA | 1268 |  | 53514022808 | 88 | LB | 21.25 | 11.75 | 14.75 | 18 Months | YES
385-0005 | G185 3F/460V/3Ph/cCSAus/UL/(185-0005) | G185 3F/460V/3Ph/cCSAus/UL/(185-0005) | https://www.zoellerpumps.com/en-us/products/sump-effluent-pumps/commercial/180-190-series | EA | 1383 |  | 53514022815 | 88 | LB | 21.25 | 11.75 | 14.75 | 18 Months | YES
385-0006 | F185 3F/230V/3Ph/cCSAus/UL/(185-0006) | F185 3F/230V/3Ph/cCSAus/UL/(185-0006) | https://www.zoellerpumps.com/en-us/products/sump-effluent-pumps/commercial/180-190-series | EA | 1383 |  | 53514022822 | 88 | LB | 21.25 | 11.75 | 14.75 | 18 Months | YES
385-0007 | J185 3F/200-208V/3Ph/cCSAus/UL/(185-0008) | J185 3F/200-208V/3Ph/cCSAus/UL/(185-0008) | https://www.zoellerpumps.com/en-us/products/sump-effluent-pumps/commercial/180-190-series | EA | 1383 |  | 53514022839 | 88 | LB | 21.25 | 11.75 | 14.75 | 18 Months | YES
385-0009 | E185 3F/230V/1Ph/cCSAus/(185-0012) | E185 3F/230V/1Ph/cCSAus/(185-0012) | https://www.zoellerpumps.com/en-us/products/sump-effluent-pumps/commercial/180-190-series | EA | 1268 |  | 53514045135 | 88 | LB | 21.25 | 11.75 | 14.75 | 18 Months | YES
385-0010 | H185 3F/200-208V/1Ph/(185-0013) | H185 3F/200-208V/1Ph/(185-0013) | https://www.zoellerpumps.com/en-us/products/sump-effluent-pumps/commercial/180-190-series | EA | 1415 |  | 53514058463 | 85 | LB | 21.25 | 11.75 | 14.75 | 18 Months | YES
385-0012 | G185 3F/50'Cd/460V/3Ph/cCSAus/UL/(185-0030) | G185 3F/50'Cd/460V/3Ph/cCSAus/UL/(185-0030) | https://www.zoellerpumps.com/en-us/products/sump-effluent-pumps/commercial/180-190-series | EA | 1523 |  | 53514120726 | 93 | LB | 21.25 | 11.75 | 14.75 | 18 Months | YES
385-0013 | E185 3F/50'Cd/230V/1Ph/cCSAus/UL/(185-0031) | E185 3F/50'Cd/230V/1Ph/cCSAus/UL/(185-0031) | https://www.zoellerpumps.com/en-us/products/sump-effluent-pumps/commercial/180-190-series | EA | 1408 |  | 53514148584 | 91 | LB | 21.25 | 11.75 | 14.75 | 18 Months | YES
385-0014 | E185 3F/25'Cd/230V/1Ph/cCSAus/UL/(185-0023) | E185 3F/25'Cd/230V/1Ph/cCSAus/UL/(185-0023) | https://www.zoellerpumps.com/en-us/products/sump-effluent-pumps/commercial/180-190-series | EA | 1368 |  | 53514189709 | 89 | LB | 21.25 | 11.75 | 14.75 | 18 Months | YES
385-0015 | IX185 3F/35'Cd/200-208V/1Ph/FM/CSA/(185-0042) | IX185 3F/35'Cd/200-208V/1Ph/FM/CSA/(185-0042) | https://www.zoellerpumps.com/en-us/products/sump-effluent-pumps/commercial/180-190-series | EA | 2594 |  | 53514211363 | 124 | LB | 24.75 | 12 | 14.75 | 18 Months | NO
385-0016 | J185 3F/50'Cd/200-208V/3Ph/cCSAus/UL/(185-0014) | J185 3F/50'Cd/200-208V/3Ph/cCSAus/UL/(185-0014) | https://www.zoellerpumps.com/en-us/products/sump-effluent-pumps/commercial/180-190-series | EA | 1523 |  | 53514253813 | 88 | LB | 21.25 | 11.75 | 14.75 | 18 Months | YES
385-0017 | JX185 3F/35'Cd/200V/3Ph/Ex Pr/FM/CSA/(185-0032) | JX185 3F/35'Cd/200V/3Ph/Ex Pr/FM/CSA/(185-0032) | https://www.zoellerpumps.com/en-us/products/sump-effluent-pumps/commercial/180-190-series | EA | 2669 |  | 53514307554 | 124 | LB | 24.75 | 12 | 14.75 | 18 Months | NO
385-0018 | E185 3F/35'Cd/230V/1Ph/cCSAus/UL/(185-0035) | E185 3F/35'Cd/230V/1Ph/cCSAus/UL/(185-0035) | https://www.zoellerpumps.com/en-us/products/sump-effluent-pumps/commercial/180-190-series | EA | 1378 |  | 53514359058 | 89 | LB | 21.25 | 11.75 | 14.75 | 18 Months | YES
386-0003 | D186 3F/230V/1Ph/cCSAus/(186-0003) | D186 3F/230V/1Ph/cCSAus/(186-0003) | https://www.zoellerpumps.com/en-us/products/sump-effluent-pumps/commercial/180-190-series | EA | 1546 |  | 53514026684 | 91 | LB | 21.25 | 11.75 | 14.75 | 18 Months | YES
386-0004 | E186 3F/230V/1Ph/CSA/(186-0004) | E186 3F/230V/1Ph/CSA/(186-0004) | https://www.zoellerpumps.com/en-us/products/sump-effluent-pumps/commercial/180-190-series | EA | 1428 |  | 53514026691 | 90 | LB | 21.25 | 11.75 | 14.75 | 18 Months | YES
386-0005 | F186 3F/230V/3Ph/cCSAus/(186-0005) | F186 3F/230V/3Ph/cCSAus/(186-0005) | https://www.zoellerpumps.com/en-us/products/sump-effluent-pumps/commercial/180-190-series | EA | 1543 |  | 53514026707 | 90 | LB | 21.25 | 11.75 | 14.75 | 18 Months | YES
386-0006 | G186 3F/460V/3Ph/cCSAus/(186-0006) | G186 3F/460V/3Ph/cCSAus/(186-0006) | https://www.zoellerpumps.com/en-us/products/sump-effluent-pumps/commercial/180-190-series | EA | 1543 |  | 53514026714 | 90 | LB | 21.25 | 11.75 | 14.75 | 18 Months | YES
386-0007 | H186 3F/200-208V/1Ph/cCSAus/(186-0007) | H186 3F/200-208V/1Ph/cCSAus/(186-0007) | https://www.zoellerpumps.com/en-us/products/sump-effluent-pumps/commercial/180-190-series | EA | 1586 |  | 53514026721 | 91 | LB | 21.25 | 11.75 | 14.75 | 18 Months | YES
386-0008 | I186 3F/200-208V/1Ph/cCSAus/(186-0008) | I186 3F/200-208V/1Ph/cCSAus/(186-0008) | https://www.zoellerpumps.com/en-us/products/sump-effluent-pumps/commercial/180-190-series | EA | 1468 |  | 53514026738 | 90 | LB | 21.25 | 11.75 | 14.75 | 18 Months | YES
386-0009 | J186 3F/200-208V/3Ph/cCSAus/(186-0009) | J186 3F/200-208V/3Ph/cCSAus/(186-0009) | https://www.zoellerpumps.com/en-us/products/sump-effluent-pumps/commercial/180-190-series | EA | 1543 |  | 53514026745 | 90 | LB | 21.25 | 11.75 | 14.75 | 18 Months | YES
386-0010 | D186 3F/50'Cd/230V/1Ph/cCSAus/(186-0011) | D186 3F/50'Cd/230V/1Ph/cCSAus/(186-0011) | https://www.zoellerpumps.com/en-us/products/sump-effluent-pumps/commercial/180-190-series | EA | 1686 |  | 53514057954 | 100 | LB | 21.25 | 11.75 | 14.75 | 18 Months | YES
386-0011 | F186 3F/50'Cd/230V/3Ph/cCSAus/(186-0057) | F186 3F/50'Cd/230V/3Ph/cCSAus/(186-0057) | https://www.zoellerpumps.com/en-us/products/sump-effluent-pumps/commercial/180-190-series | EA | 1683 |  | 53514339272 | 90 | LB | 21.25 | 11.75 | 14.75 | 18 Months | YES
386-0012 | G186 3F/25'Cd/460V/3Ph/cCSAus/(186-0028) | G186 3F/25'Cd/460V/3Ph/cCSAus/(186-0028) | https://www.zoellerpumps.com/en-us/products/sump-effluent-pumps/commercial/180-190-series | EA | 1643 |  | 53514342234 | 92 | LB | 21.25 | 11.75 | 14.75 | 18 Months | YES
388-0003 | D188 3F/230V/1Ph/cCSAus/UL/(188-0003) | D188 3F/230V/1Ph/cCSAus/UL/(188-0003) | https://www.zoellerpumps.com/en-us/products/sump-effluent-pumps/commercial/180-190-series | EA | 1545 |  | 53514022846 | 94 | LB | 21.25 | 11.75 | 14.75 | 18 Months | YES
388-0004 | E188 3F/230V/1Ph/CSA/(188-0004) | E188 3F/230V/1Ph/CSA/(188-0004) | https://www.zoellerpumps.com/en-us/products/sump-effluent-pumps/commercial/180-190-series | EA | 1428 |  | 53514022853 | 93 | LB | 21.25 | 11.75 | 14.75 | 18 Months | YES
388-0005 | G188 3F/460V/3Ph/cCSAus/UL/(188-0006) | G188 3F/460V/3Ph/cCSAus/UL/(188-0006) | https://www.zoellerpumps.com/en-us/products/sump-effluent-pumps/commercial/180-190-series | EA | 1543 |  | 53514022860 | 93 | LB | 21.25 | 11.75 | 14.75 | 18 Months | YES
388-0006 | F188 3F/230V/3Ph/cCSAus/UL/(188-0005) | F188 3F/230V/3Ph/cCSAus/UL/(188-0005) | https://www.zoellerpumps.com/en-us/products/sump-effluent-pumps/commercial/180-190-series | EA | 1543 |  | 53514030353 | 93 | LB | 21.25 | 11.75 | 14.75 | 18 Months | YES
388-0008 | F188 3F/50'Cd/230V/3Ph/cCSAus/UL/(188-0016) | F188 3F/50'Cd/230V/3Ph/cCSAus/UL/(188-0016) | https://www.zoellerpumps.com/en-us/products/sump-effluent-pumps/commercial/180-190-series | EA | 1683 |  | 53514031985 | 93 | LB | 21.25 | 11.75 | 14.75 | 18 Months | YES
388-0009 | E188 3F/230V/1Ph/CSA/(188-0017) | E188 3F/230V/1Ph/CSA/(188-0017) | https://www.zoellerpumps.com/en-us/products/sump-effluent-pumps/commercial/180-190-series | EA | 1428 |  | 53514033439 | 93 | LB | 21.25 | 11.75 | 14.75 | 18 Months | YES
388-0010 | J188 3F/200-208V/3Ph/cCSAus/UL/(188-0008) | J188 3F/200-208V/3Ph/cCSAus/UL/(188-0008) | https://www.zoellerpumps.com/en-us/products/sump-effluent-pumps/commercial/180-190-series | EA | 1543 |  | 53514037277 | 93 | LB | 21.25 | 11.75 | 14.75 | 18 Months | YES
388-0011 | I188 3F/200-208V/1Ph/cCSAus/(188-0007) | I188 3F/200-208V/1Ph/cCSAus/(188-0007) | https://www.zoellerpumps.com/en-us/products/sump-effluent-pumps/commercial/180-190-series | EA | 1468 |  | 53514043186 | 93 | LB | 21.25 | 11.75 | 14.75 | 18 Months | YES
388-0012 | J188 3F/25'Cd/200-208V/3Ph/cCSAus/UL/(188-0021) | J188 3F/25'Cd/200-208V/3Ph/cCSAus/UL/(188-0021) | https://www.zoellerpumps.com/en-us/products/sump-effluent-pumps/commercial/180-190-series | EA | 1643 |  | 53514052676 | 96 | LB | 21.25 | 11.75 | 14.75 | 18 Months | YES
388-0013 | H188 3F/200-208V/1Ph/cCSAus/(188-0019) | H188 3F/200-208V/1Ph/cCSAus/(188-0019) | https://www.zoellerpumps.com/en-us/products/sump-effluent-pumps/commercial/180-190-series | EA | 1585 |  | 53514058609 | 90 | LB | 21.25 | 11.75 | 14.75 | 18 Months | YES
388-0014 | BE188 3F/230V/1Ph/Pb20'/cCSAus/(188-0004) | BE188 3F/230V/1Ph/Pb20'/cCSAus/(188-0004) | https://www.zoellerpumps.com/en-us/products/sump-effluent-pumps/commercial/180-190-series | EA | 1488 |  | 53514100810 | 95 | LB | 21.25 | 11.75 | 14.75 | 18 Months | YES
388-0015 | D188 3F/35'Cd/230V/1Ph/cCSAus/UL(188-0036) | D188 3F/35'Cd/230V/1Ph/cCSAus/UL(188-0036) | https://www.zoellerpumps.com/en-us/products/sump-effluent-pumps/commercial/180-190-series | EA | 1655 |  | 53514120139 | 98 | LB | 21.25 | 11.75 | 14.75 | 18 Months | YES
388-0016 | EX188 3F/230V/1Ph/Ex Pr/FM/CSA/(188-0028) | EX188 3F/230V/1Ph/Ex Pr/FM/CSA/(188-0028) | https://www.zoellerpumps.com/en-us/products/sump-effluent-pumps/commercial/180-190-series | EA | 2641 |  | 53514141240 | 128 | LB | 32 | 12 | 15 | 18 Months | NO
388-0017 | J188 3F/50'Cd/200-208V/3Ph/cCSAus/UL/(188-0041) | J188 3F/50'Cd/200-208V/3Ph/cCSAus/UL/(188-0041) | https://www.zoellerpumps.com/en-us/products/sump-effluent-pumps/commercial/180-190-series | EA | 1683 |  | 53514142100 | 96 | LB | 21.25 | 11.75 | 14.75 | 18 Months | YES
388-0018 | E188 3F/50'Cd/230V/1Ph/CSA/(188-0035) | E188 3F/50'Cd/230V/1Ph/CSA/(188-0035) | https://www.zoellerpumps.com/en-us/products/sump-effluent-pumps/commercial/180-190-series | EA | 1568 |  | 53514148560 | 96 | LB | 21.25 | 11.75 | 14.75 | 18 Months | YES
388-0019 | GX188 3F/25'Cd/460V/3Ph/Ex Pr/ FM/CSA/(188-0047) | GX188 3F/25'Cd/460V/3Ph/Ex Pr/ FM/CSA/(188-0047) | https://www.zoellerpumps.com/en-us/products/sump-effluent-pumps/commercial/180-190-series | EA | 2856 |  | 53514200275 | 128 | LB | 32 | 12 | 15 | 18 Months | NO
388-0020 | GX188 3F/35'Cd/460V/3Ph/Ex Pr/FM/CSA/(188-0040) | GX188 3F/35'Cd/460V/3Ph/Ex Pr/FM/CSA/(188-0040) | https://www.zoellerpumps.com/en-us/products/sump-effluent-pumps/commercial/180-190-series | EA | 2866 |  | 53514200510 | 129 | LB | 32 | 12 | 15 | 18 Months | NO
388-0021 | E188 3F/35'Cd/230V/CSA/1Ph/(188-0026) | E188 3F/35'Cd/230V/CSA/1Ph/(188-0026) | https://www.zoellerpumps.com/en-us/products/sump-effluent-pumps/commercial/180-190-series | EA | 1538 |  | 53514203054 | 95 | LB | 21.25 | 11.75 | 14.75 | 18 Months | YES
388-0022 | G188 3F/50'Cd/460V/3Ph/cCSAus/UL/(188-0051) | G188 3F/50'Cd/460V/3Ph/cCSAus/UL/(188-0051) | https://www.zoellerpumps.com/en-us/products/sump-effluent-pumps/commercial/180-190-series | EA | 1683 |  | 53514211899 | 94 | LB | 21.25 | 11.75 | 14.75 | 18 Months | YES
388-0023 | E188 3F/25'Cd/230V/1Ph/CSA/(188-0020) | E188 3F/25'Cd/230V/1Ph/CSA/(188-0020) | https://www.zoellerpumps.com/en-us/products/sump-effluent-pumps/commercial/180-190-series | EA | 1528 |  | 53514265182 | 95 | LB | 21.25 | 11.75 | 14.75 | 18 Months | YES
388-0024 | JX188 3F/200-208V/3Ph/Ex Pr/FM/CSA/(188-0029) | JX188 3F/200-208V/3Ph/Ex Pr/FM/CSA/(188-0029) | https://www.zoellerpumps.com/en-us/products/sump-effluent-pumps/commercial/180-190-series | EA | 2756 |  | 53514314965 | 128 | LB | 32 | 12 | 15 | 18 Months | NO
388-0025 | H188 3F/35'Cd/200-208V/1Ph/cCSAus/(188-0034) | H188 3F/35'Cd/200-208V/1Ph/cCSAus/(188-0034) | https://www.zoellerpumps.com/en-us/products/sump-effluent-pumps/commercial/180-190-series | EA | 1695 |  | 53514332501 | 90 | LB | 21.25 | 11.75 | 14.75 | 18 Months | YES
388-0027 | GX188 3F/460V/3Ph/Ex Pr/ FM/CSA/(188-0031) | GX188 3F/460V/3Ph/Ex Pr/ FM/CSA/(188-0031) | https://www.zoellerpumps.com/en-us/products/sump-effluent-pumps/commercial/180-190-series | EA | 2756 |  | 53514352936 | 129 | LB | 32 | 12 | 15 | 18 Months | NO
388-0028 | F188 3F/25'Cd/230V/3Ph/cCSAus/UL/(188-0062) | F188 3F/25'Cd/230V/3Ph/cCSAus/UL/(188-0062) | https://www.zoellerpumps.com/en-us/products/sump-effluent-pumps/commercial/180-190-series | EA | 1643 |  | 53514401658 | 93 | LB | 21.25 | 11.75 | 14.75 | 18 Months | YES
389-0003 | D189 3F/230V/1Ph/CSA/(189-0003) | D189 3F/230V/1Ph/CSA/(189-0003) | https://www.zoellerpumps.com/en-us/products/sump-effluent-pumps/commercial/180-190-series | EA | 1609 |  | 53514022877 | 94 | LB | 21.25 | 11.75 | 14.75 | 18 Months | YES
389-0004 | E189 3F/230V/1Ph/CSA/(189-0004) | E189 3F/230V/1Ph/CSA/(189-0004) | https://www.zoellerpumps.com/en-us/products/sump-effluent-pumps/commercial/180-190-series | EA | 1507 |  | 53514022884 | 93 | LB | 21.25 | 11.75 | 14.75 | 18 Months | YES
389-0006 | F189 3F/230V/3Ph/cCSAus/UL/(189-0008) | F189 3F/230V/3Ph/cCSAus/UL/(189-0008) | https://www.zoellerpumps.com/en-us/products/sump-effluent-pumps/commercial/180-190-series | EA | 1622 |  | 53514022907 | 93 | LB | 21.25 | 11.75 | 14.75 | 18 Months | YES
389-0007 | G189 3F/460V/3Ph/cCSAus/UL/(189-0009) | G189 3F/460V/3Ph/cCSAus/UL/(189-0009) | https://www.zoellerpumps.com/en-us/products/sump-effluent-pumps/commercial/180-190-series | EA | 1622 |  | 53514022914 | 93 | LB | 21.25 | 11.75 | 14.75 | 18 Months | YES
389-0008 | J189 3F/200-208V/3Ph/cCSAus/UL/(189-0010) | J189 3F/200-208V/3Ph/cCSAus/UL/(189-0010) | https://www.zoellerpumps.com/en-us/products/sump-effluent-pumps/commercial/180-190-series | EA | 1622 |  | 53514022921 | 93 | LB | 21.25 | 11.75 | 14.75 | 18 Months | YES
389-0009 | H189 3F/200-208V/1Ph/cCSAus/(189-0011) | H189 3F/200-208V/1Ph/cCSAus/(189-0011) | https://www.zoellerpumps.com/en-us/products/sump-effluent-pumps/commercial/180-190-series | EA | 1649 |  | 53514022938 | 94 | LB | 21.25 | 11.75 | 14.75 | 18 Months | YES
389-0010 | I189 3F/200-208V/1Ph/cCSAus/(189-0012) | I189 3F/200-208V/1Ph/cCSAus/(189-0012) | https://www.zoellerpumps.com/en-us/products/sump-effluent-pumps/commercial/180-190-series | EA | 1547 |  | 53514022945 | 93 | LB | 21.25 | 11.75 | 14.75 | 18 Months | YES
389-0011 | E189 3F/35'Cd/230V/1Ph/CSA/(189-0015) | E189 3F/35'Cd/230V/1Ph/CSA/(189-0015) | https://www.zoellerpumps.com/en-us/products/sump-effluent-pumps/commercial/180-190-series | EA | 1617 |  | 53514022952 | 98 | LB | 21.25 | 11.75 | 14.75 | 18 Months | YES
389-0012 | E189 3F/50'Cd/230V/1Ph/CSA/(189-0006) | E189 3F/50'Cd/230V/1Ph/CSA/(189-0006) | https://www.zoellerpumps.com/en-us/products/sump-effluent-pumps/commercial/180-190-series | EA | 1647 |  | 53514027483 | 102 | LB | 21.25 | 11.75 | 14.75 | 18 Months | YES
389-0014 | E189 3F/230V/1Ph/CSA/(189-0018) | E189 3F/230V/1Ph/CSA/(189-0018) | https://www.zoellerpumps.com/en-us/products/sump-effluent-pumps/commercial/180-190-series | EA | 1507 |  | 53514033446 | 93 | LB | 21.25 | 11.75 | 14.75 | 18 Months | YES
389-0015 | D189 3F/50'Cd/230V/1Ph/CSA/(189-0007) | D189 3F/50'Cd/230V/1Ph/CSA/(189-0007) | https://www.zoellerpumps.com/en-us/products/sump-effluent-pumps/commercial/180-190-series | EA | 1749 |  | 53514083069 | 103 | LB | 21.25 | 11.75 | 14.75 | 18 Months | YES
389-0016 | J189 3F/35'Cd/200-208V/3Ph/cCSAus/UL/(189-0025) | J189 3F/35'Cd/200-208V/3Ph/cCSAus/UL/(189-0025) | https://www.zoellerpumps.com/en-us/products/sump-effluent-pumps/commercial/180-190-series | EA | 1732 |  | 53514086244 | 98 | LB | 21.25 | 11.75 | 14.75 | 18 Months | YES
389-0017 | G189 3F/50'Cd/460V/3Ph/cCSAus/UL/(189-0024) | G189 3F/50'Cd/460V/3Ph/cCSAus/UL/(189-0024) | https://www.zoellerpumps.com/en-us/products/sump-effluent-pumps/commercial/180-190-series | EA | 1762 |  | 53514121877 | 101 | LB | 21.25 | 11.75 | 14.75 | 18 Months | YES
389-0018 | G189 3F/25'Cd/460V/3Ph/cCSAus/UL/(189-0051) | G189 3F/25'Cd/460V/3Ph/cCSAus/UL/(189-0051) | https://www.zoellerpumps.com/en-us/products/sump-effluent-pumps/commercial/180-190-series | EA | 1722 |  | 53514299668 | 98 | LB | 21.25 | 11.75 | 14.75 | 18 Months | YES
389-0019 | GX189 3F/460V/3Ph/Ex Pr/FM/CSA/(189-0034) | GX189 3F/460V/3Ph/Ex Pr/FM/CSA/(189-0034) | https://www.zoellerpumps.com/en-us/products/sump-effluent-pumps/commercial/180-190-series | EA | 2839 |  | 53514319670 | 129 | LB | 32 | 12 | 15 | 18 Months | NO
389-0020 | G189 3F/35'Cd/460V/3Ph/cCSAus/UL/(189-0044) | G189 3F/35'Cd/460V/3Ph/cCSAus/UL/(189-0044) | https://www.zoellerpumps.com/en-us/products/sump-effluent-pumps/commercial/180-190-series | EA | 1732 |  | 53514360832 | 100 | LB | 21.25 | 11.75 | 14.75 | 18 Months | YES
389-0021 | GX189 3F/35'Cd/460V/3Ph/Ex Pr/FM/CSA/(189-0058) | GX189 3F/35'Cd/460V/3Ph/Ex Pr/FM/CSA/(189-0058) | https://www.zoellerpumps.com/en-us/products/sump-effluent-pumps/commercial/180-190-series | EA | 2949 |  | 53514367848 | 129 | LB | 32 | 12 | 15 | 18 Months | NO
389-0022 | DX189 3F/230V/1Ph/Ex Pr/FM/CSA/(189-0059) | DX189 3F/230V/1Ph/Ex Pr/FM/CSA/(189-0059) | https://www.zoellerpumps.com/en-us/products/sump-effluent-pumps/commercial/180-190-series | EA | 3725 |  | 53514367862 | 129 | LB | 32 | 12 | 15 | 18 Months | NO
389-0023 | J189 3F/50'Cd/200-208V/3Ph/cCSAus/UL/(189-0056) | J189 3F/50'Cd/200-208V/3Ph/cCSAus/UL/(189-0056) | https://www.zoellerpumps.com/en-us/products/sump-effluent-pumps/commercial/180-190-series | EA | 1762 |  | 53514369903 | 98 | LB | 21.25 | 11.75 | 14.75 | 18 Months | YES
389-0025 | J189 3F/25'Cd/200-208V/3Ph/cCSAus/UL/(189-0062) | J189 3F/25'Cd/200-208V/3Ph/cCSAus/UL/(189-0062) | https://www.zoellerpumps.com/en-us/products/sump-effluent-pumps/commercial/180-190-series | EA | 1722 |  | 53514411077 | 98 | LB | 21.25 | 11.75 | 14.75 | 18 Months | YES
389-0026 | IX189 3F/200-208V/1Ph/Ex Pr/(189-0030) | IX189 3F/200-208V/1Ph/Ex Pr/(189-0030) | https://www.zoellerpumps.com/en-us/products/sump-effluent-pumps/commercial/180-190-series | EA | 2764 |  | 53514450694 | 126 | LB | 32 | 12 | 15 | 18 Months | NO
389-0027 | WD189 3F/230V/1Ph/(189-0027) | WD189 3F/230V/1Ph/(189-0027) | https://www.zoellerpumps.com/en-us/products/sump-effluent-pumps/commercial/180-190-series | EA | 1653 |  | 53514454982 | 95 | LB | 21.25 | 11.75 | 14.75 | 18 Months | YES
39-0001 | Disconnect System 1.5" | Disconnect System 1.5" | https://www.zoellerpumps.com/en-us/products/accessories/rail-systems | EA | 188 |  | 53514022969 | 2 | LB | 5 | 3.5 | 4 | 18 Months | NO
39-0002 | Disconnect System 2" | Disconnect System 2" | https://www.zoellerpumps.com/en-us/products/accessories/rail-systems | EA | 229 |  | 53514022976 | 2.5 | LB | 5 | 3.5 | 4 | 18 Months | NO
39-0003 | Disconnect System,Rail &- 1.5" | Disconnect System,Rail &- 1.5" | https://www.zoellerpumps.com/en-us/products/accessories/rail-systems | EA | 629 |  | 53514022983 | 10.2 | LB | 18.5 | 3.5 | 8.5 | 18 Months | NO
39-0004 | Disconnect System,Rail &- 2" | Disconnect System,Rail &- 2" | https://www.zoellerpumps.com/en-us/products/accessories/rail-systems | EA | 623 |  | 53514022990 | 10.7 | LB | 18.5 | 3.5 | 8.5 | 18 Months | NO
39-0006 | Rod,Pull-Disconnect 2.5' | Rod,Pull-Disconnect 2.5' | https://www.zoellerpumps.com/en-us/products/accessories/rail-systems | EA | 125 |  | 53514023010 | 1 | LB | 10 | 5 | 8 | 18 Months | NO
39-0007 | Rod,Pull-Disconnect 3.5' | Rod,Pull-Disconnect 3.5' | https://www.zoellerpumps.com/en-us/products/accessories/rail-systems | EA | 155 |  | 53514023027 | 1.4 | LB | 10 | 5 | 8 | 18 Months | NO
39-0008 | Rod,Pull-Disconnect 4.5' | Rod,Pull-Disconnect 4.5' | https://www.zoellerpumps.com/en-us/products/accessories/rail-systems | EA | 191 |  | 53514023034 | 1.8 | LB | 18.5 | 3.5 | 8.5 | 18 Months | NO
39-0009 | Rod,Pull-Disconnect 5.5' | Rod,Pull-Disconnect 5.5' | https://www.zoellerpumps.com/en-us/products/accessories/rail-systems | EA | 219 |  | 53514023041 | 2.2 | LB | 1 | 5 | 66 | 18 Months | NO
39-0010 | Rod,Pull-Disconnect 8' | Rod,Pull-Disconnect 8' | https://www.zoellerpumps.com/en-us/products/accessories/rail-systems | EA | 251 |  | 53514025144 | 4 | LB | 10 | 5 | 8 | 18 Months | NO
39-0014 | Guide Rail Asm-Intmed SS 4" | Guide Rail Asm-Intmed SS 4" | https://www.zoellerpumps.com/en-us/products/accessories/rail-systems | EA | 355 |  | 53514034443 | 8 | LB | 21 | 9.5 | 12.75 | 18 Months | NO
39-0018 | Rod,Pull-Disconnect 7' | Rod,Pull-Disconnect 7' | https://www.zoellerpumps.com/en-us/products/accessories/rail-systems | EA | 236 |  | 53514042431 | 3.75 | LB | 10 | 5 | 8 | 18 Months | NO
39-0022 | Rail Intermediate Guide 1.5" | Rail Intermediate Guide 1.5" | https://www.zoellerpumps.com/en-us/products/accessories/rail-systems | EA | 186 |  | 53514039417 | 8 | LB | 18.5 | 3.5 | 8.5 | 18 Months | NO
39-0031 | Cable,Lifting Asm/SS/8'Lg/"840"/.125"Dia | Cable,Lifting Asm/SS/8'Lg/"840"/.125"Dia | https://www.zoellerpumps.com/en-us/products/accessories/rail-systems | EA | 83 |  | 53514045982 | 1 | LB | 8.25 | 6.25 | 6.75 | 18 Months | NO
39-0032 | Cable,Lifting Asm/SS/12'Lg/"840"/.125"Dia | Cable,Lifting Asm/SS/12'Lg/"840"/.125"Dia | https://www.zoellerpumps.com/en-us/products/accessories/rail-systems | EA | 91 |  | 53514045999 | 1.5 | LB | 8.25 | 6.25 | 6.75 | 18 Months | NO
39-0033 | Cable,Lifting Asm/SS/16'Lg/"840"/.125"Dia | Cable,Lifting Asm/SS/16'Lg/"840"/.125"Dia | https://www.zoellerpumps.com/en-us/products/accessories/rail-systems | EA | 102 |  | 53514046002 | 1.5 | LB | 8.25 | 6.25 | 6.75 | 18 Months | NO
39-0034 | Cable,Lifting Asm/SS/20'Lg/"840"/.125"Dia | Cable,Lifting Asm/SS/20'Lg/"840"/.125"Dia | https://www.zoellerpumps.com/en-us/products/accessories/rail-systems | EA | 116 |  | 53514046019 | 2 | LB | 8.25 | 6.25 | 6.75 | 18 Months | NO
39-0035 | Cable,Lifting Asm/SS/24'Lg/"840"/.125"Dia | Cable,Lifting Asm/SS/24'Lg/"840"/.125"Dia | https://www.zoellerpumps.com/en-us/products/accessories/rail-systems | EA | 127 |  | 53514046026 | 2 | LB | 8.25 | 6.25 | 6.75 | 18 Months | NO
39-0041 | Bolt,Eye Lifting Asm | Bolt,Eye Lifting Asm | https://www.zoellerpumps.com/en-us/products/accessories/rail-systems | EA | 92 |  | 53514048440 | 0.5 | LB | 10 | 5 | 8 | 18 Months | NO
39-0043 | Rod,Pull-Disconn.4'X.50"Dia. S.S. | Rod,Pull-Disconn.4'X.50"Dia. S.S. | https://www.zoellerpumps.com/en-us/products/accessories/rail-systems | EA | 132 |  | 53514053734 | 3 | LB | 10 | 5 | 8 | 18 Months | NO
39-0053 | Disconnect System 1.25"/Campbell | Disconnect System 1.25"/Campbell | https://www.zoellerpumps.com/en-us/products/accessories/rail-systems | EA | 143 |  | 53514068271 | 2 | LB | 5 | 3.5 | 4 | 18 Months | NO
39-0059 | Disconnect System 1.25"/72"Depth/"820"/(Field) | Disconnect System 1.25"/72"Depth/"820"/(Field) | https://www.zoellerpumps.com/en-us/products/accessories/rail-systems | EA | 963 |  | 53514075996 | 98.5 | LB | 5 | 3.5 | 4 | 18 Months | NO
39-0069 | Rod,Pull-Disconnect 1.0'(Square Guide Rail) | Rod,Pull-Disconnect 1.0'(Square Guide Rail) | https://www.zoellerpumps.com/en-us/products/accessories/rail-systems | EA | 75 |  | 53514069636 | 1 | LB | 10 | 10 | 10 | 18 Months | NO
39-0070 | Bracket-Mach/Angle Arm/Sq Guide Rail/Over 72" | Bracket-Mach/Angle Arm/Sq Guide Rail/Over 72" | https://www.zoellerpumps.com/en-us/products/accessories/rail-systems | EA | 148 |  | 53514075293 | 11 | LB | 10 | 10 | 10 | 18 Months | NO
39-0071 | Rod,Pull-Disconn. 5.5'X .50" Dia. S.S. | Rod,Pull-Disconn. 5.5'X .50" Dia. S.S. | https://www.zoellerpumps.com/en-us/products/accessories/rail-systems | EA | 140 |  | 53514080112 | 3 | LB | 66 | 0.5 | 2 | 18 Months | NO
39-0072 | Rod,Pull-Disconn 2'X.50"Dia S.S. | Rod,Pull-Disconn 2'X.50"Dia S.S. | https://www.zoellerpumps.com/en-us/products/accessories/rail-systems | EA | 103 |  | 53514085322 | 2 | LB | 25 | 0.5 | 2 | 18 Months | NO
39-0080 | Bracket,Intermediate Gd/3"S.S./EZ Out | Bracket,Intermediate Gd/3"S.S./EZ Out | https://www.zoellerpumps.com/en-us/products/accessories/rail-systems | EA | 345 |  | 53514095017 | 6 | LB | 10 | 10 | 10 | 18 Months | NO
39-0094 | Disconnect System,Rail 2.5-3"/SS Bracket | Disconnect System,Rail 2.5-3"/SS Bracket | https://www.zoellerpumps.com/en-us/products/accessories/rail-systems | EA | 1386 |  | 53514131692 | 114 | LB | 21 | 9.5 | 12.75 | 18 Months | NO
39-0095 | Disconnect System,Rail 2.5-3"/Brass/SS Bracket | Disconnect System,Rail 2.5-3"/Brass/SS Bracket | https://www.zoellerpumps.com/en-us/products/accessories/rail-systems | EA | 2118 |  | 53514131708 | 118 | LB | 21 | 9.5 | 12.75 | 18 Months | NO
39-0096 | Bracket,Intermediate Gid/S.S./2.5-3"Rail | Bracket,Intermediate Gid/S.S./2.5-3"Rail | https://www.zoellerpumps.com/en-us/products/accessories/rail-systems | EA | 379 |  | 53514131951 | 8 | LB | 21 | 9.5 | 12.75 | 18 Months | NO
39-0098 | Disconnect System 1.25"/Campbell W-Standoffs/SS | Disconnect System 1.25"/Campbell W-Standoffs/SS | https://www.zoellerpumps.com/en-us/products/accessories/rail-systems | EA | 535 |  | 53514145750 | 10 | LB | 18.5 | 9.25 | 10.5 | 18 Months | NO
39-0099 | Disconnect System 1.5"/Campbell W-Standoffs/SS | Disconnect System 1.5"/Campbell W-Standoffs/SS | https://www.zoellerpumps.com/en-us/products/accessories/rail-systems | EA | 797 |  | 53514145767 | 11 | LB | 18.5 | 9.25 | 10.5 | 18 Months | NO
39-0100 | Disconnect System 2"/Campbell W-Standoffs/SS | Disconnect System 2"/Campbell W-Standoffs/SS | https://www.zoellerpumps.com/en-us/products/accessories/rail-systems | EA | 860 |  | 53514145774 | 12 | LB | 18.5 | 9.25 | 10.5 | 18 Months | NO
39-0112 | Bracket,Intermediate Gd/3"X 2" Galv/EZ Out | Bracket,Intermediate Gd/3"X 2" Galv/EZ Out | https://www.zoellerpumps.com/en-us/products/accessories/rail-systems | EA | 323 |  | 53514202477 | 6 | LB | 10.5 | 9.25 | 18.5 | 18 Months | NO
39-0113 | Bracket,Intermediate Gd/3" X 2" S.S./EZ Out | Bracket,Intermediate Gd/3" X 2" S.S./EZ Out | https://www.zoellerpumps.com/en-us/products/accessories/rail-systems | EA | 400 |  | 53514202484 | 6 | LB | 10.5 | 9.25 | 18.5 | 18 Months | NO
39-0122 | Rail, Sys 3"V/Z-RAIL | Rail, Sys 3"V/Z-RAIL | https://www.zoellerpumps.com/en-us/products/accessories/rail-systems | EA | 1106 |  | 53514367237 | 47 | LB | 19 | 10 | 11 | 18 Months | NO
39-0123 | Rail, Sys 3"V/SS/Z-RAIL | Rail, Sys 3"V/SS/Z-RAIL | https://www.zoellerpumps.com/en-us/products/accessories/rail-systems | EA | 1349 |  | 53514367084 | 47 | LB | 19 | 10 | 11 | 18 Months | NO
39-0124 | Rail,Sys 3"V/Non-Sparking/Z-Rail | Rail,Sys 3"V/Non-Sparking/Z-Rail | https://www.zoellerpumps.com/en-us/products/accessories/rail-systems | EA | 1719 |  | 53514367244 | 47 | LB | 19 | 10 | 11 | 18 Months | NO
39-0125 | Rail,Sys 3"V/Non-Sparking/Z-Rail/S.S. | Rail,Sys 3"V/Non-Sparking/Z-Rail/S.S. | https://www.zoellerpumps.com/en-us/products/accessories/rail-systems | EA | 1950 |  | 53514367268 | 47 | LB | 19 | 10 | 11 | 18 Months | NO
39-0128 | Rail, Sys 2"V/Z-RAIL | Rail, Sys 2"V/Z-RAIL | https://www.zoellerpumps.com/en-us/products/accessories/rail-systems | EA | 691 |  | 53514342319 | 43 | LB | 19 | 9.25 | 10.5 | 18 Months | NO
39-0129 | Rail, Sys 2"V/SS/Z-RAIL | Rail, Sys 2"V/SS/Z-RAIL | https://www.zoellerpumps.com/en-us/products/accessories/rail-systems | EA | 911 |  | 53514346379 | 42 | LB | 19 | 9.25 | 10.5 | 18 Months | NO
39-0130 | Rail,Sys 2"V/Non-Sparking/Z-Rail | Rail,Sys 2"V/Non-Sparking/Z-Rail | https://www.zoellerpumps.com/en-us/products/accessories/rail-systems | EA | 1198 |  | 53514354596 | 45 | LB | 19 | 9.25 | 10.5 | 18 Months | NO
39-0131 | Rail, Sys 1.5"V/Z-RAIL | Rail, Sys 1.5"V/Z-RAIL | https://www.zoellerpumps.com/en-us/products/accessories/rail-systems | EA | 712 |  | 53514346386 | 43 | LB | 19 | 9.25 | 10.5 | 18 Months | NO
39-0132 | Rail, Sys 1.5"V/SS/Z-RAIL | Rail, Sys 1.5"V/SS/Z-RAIL | https://www.zoellerpumps.com/en-us/products/accessories/rail-systems | EA | 939 |  | 53514346393 | 43 | LB | 19 | 9.25 | 10.5 | 18 Months | NO
39-0133 | Rail,Sys 1.5"V/Non-Sparking/Z-Rail | Rail,Sys 1.5"V/Non-Sparking/Z-Rail | https://www.zoellerpumps.com/en-us/products/accessories/rail-systems | EA | 1198 |  | 53514355302 | 44 | LB | 19 | 9.25 | 10.5 | 18 Months | NO
39-0134 | Rail, Sys 1.25"V/Z-RAIL | Rail, Sys 1.25"V/Z-RAIL | https://www.zoellerpumps.com/en-us/products/accessories/rail-systems | EA | 691 |  | 53514346409 | 42 | LB | 19 | 9.25 | 10.5 | 18 Months | NO
39-0135 | Rail, Sys 1.25"V/SS/Z-RAIL | Rail, Sys 1.25"V/SS/Z-RAIL | https://www.zoellerpumps.com/en-us/products/accessories/rail-systems | EA | 911 |  | 53514346416 | 42 | LB | 19 | 9.25 | 10.5 | 18 Months | NO
39-0136 | Rail,Sys 1.25"V/Non-Sparking/Z-Rail | Rail,Sys 1.25"V/Non-Sparking/Z-Rail | https://www.zoellerpumps.com/en-us/products/accessories/rail-systems | EA | 1198 |  | 53514355319 | 44 | LB | 19 | 9.25 | 10.5 | 18 Months | NO
39-0137 | Rail,Sys 1.25"H/Z-Rail | Rail,Sys 1.25"H/Z-Rail | https://www.zoellerpumps.com/en-us/products/accessories/rail-systems | EA | 772 |  | 53514351267 | 44 | LB | 19 | 9.25 | 10.5 | 18 Months | NO
39-0138 | Rail,Sys 1.25"H/SS/Z-Rail | Rail,Sys 1.25"H/SS/Z-Rail | https://www.zoellerpumps.com/en-us/products/accessories/rail-systems | EA | 973 |  | 53514351786 | 43 | LB | 19 | 9.25 | 10.5 | 18 Months | NO
39-0139 | Bracket, Intermediate Gd/2" SS/Z-RAIL | Bracket, Intermediate Gd/2" SS/Z-RAIL | https://www.zoellerpumps.com/en-us/products/accessories/rail-systems | EA | 254 |  | 53514346423 | 4 | LB | 0 | 0 | 0 | 18 Months | NO
39-0140 | Bracket, Intermediate Gd/3" SS/Z-RAIL | Bracket, Intermediate Gd/3" SS/Z-RAIL | https://www.zoellerpumps.com/en-us/products/accessories/rail-systems | EA | 387 |  | 53514367275 | 4 | LB | 0 | 0 | 0 | 18 Months | NO
39-0141 | Rail,Sys 2"V/Non-Sparking/SS/Z-Rail | Rail,Sys 2"V/Non-Sparking/SS/Z-Rail | https://www.zoellerpumps.com/en-us/products/accessories/rail-systems | EA | 1419 |  | 53514344320 | 44 | LB | 19 | 9.25 | 10.5 | 18 Months | NO
39-0142 | Rail,Sys 1.5"V/Non-Sparking/SS/Z-Rail | Rail,Sys 1.5"V/Non-Sparking/SS/Z-Rail | https://www.zoellerpumps.com/en-us/products/accessories/rail-systems | EA | 1419 |  | 53514344337 | 43 | LB | 19 | 9.25 | 10.5 | 18 Months | NO
39-0143 | Rail,Sys 1.25"V/Non-Sparking/SS/Z-Rail | Rail,Sys 1.25"V/Non-Sparking/SS/Z-Rail | https://www.zoellerpumps.com/en-us/products/accessories/rail-systems | EA | 1419 |  | 53514355326 | 43 | LB | 19 | 9.25 | 10.5 | 18 Months | NO
39-0144 | Disconnect,EZ Pull 1.50"/Webtrol | Disconnect,EZ Pull 1.50"/Webtrol | https://www.zoellerpumps.com/en-us/products/accessories/rail-systems | EA | 76 |  | 53514345693 | 1 | LB | 0 | 0 | 0 | 18 Months | NO
39-0145 | Disconnect,EZ Pull 2.00"/Webtrol | Disconnect,EZ Pull 2.00"/Webtrol | https://www.zoellerpumps.com/en-us/products/accessories/rail-systems | EA | 76 |  | 53514345709 | 1.25 | LB | 0 | 0 | 0 | 18 Months | NO
39-0146 | Rail, Sys 2"V/71 Series/Z-RAIL | Rail, Sys 2"V/71 Series/Z-RAIL | https://www.zoellerpumps.com/en-us/products/accessories/rail-systems | EA | 752 |  | 53514355333 | 43 | LB | 19 | 9.25 | 10.5 | 18 Months | NO
39-0147 | Rail,Sys 2"V/71 Series/Non-Sparking/Z-Rail | Rail,Sys 2"V/71 Series/Non-Sparking/Z-Rail | https://www.zoellerpumps.com/en-us/products/accessories/rail-systems | EA | 1259 |  | 53514355340 | 45 | LB | 19 | 9.25 | 10.5 | 18 Months | NO
39-0148 | Rail, Sys 2"V/71 Series/SS/Z-RAIL | Rail, Sys 2"V/71 Series/SS/Z-RAIL | https://www.zoellerpumps.com/en-us/products/accessories/rail-systems | EA | 1163 |  | 53514355357 | 43 | LB | 19 | 9.25 | 10.5 | 18 Months | NO
39-0149 | Rail,Sys 2"V/71 Series/Non-Sparking/SS/Z-Rail | Rail,Sys 2"V/71 Series/Non-Sparking/SS/Z-Rail | https://www.zoellerpumps.com/en-us/products/accessories/rail-systems | EA | 1481 |  | 53514355364 | 44 | LB | 19 | 9.25 | 10.5 | 18 Months | NO
39-0154 | Rail, Sys 4" H/Z-RAIL | Rail, Sys 4" H/Z-RAIL | https://www.zoellerpumps.com/en-us/products/accessories/rail-systems | EA | 1821 |  | 53514413798 | 144 | LB | 21.75 | 15 | 18 | 18 Months | NO
39-0155 | Rail, Sys 4" H/Non Spark/Z-RAIL | Rail, Sys 4" H/Non Spark/Z-RAIL | https://www.zoellerpumps.com/en-us/products/accessories/rail-systems | EA | 3058 |  | 53514413811 | 149 | LB | 21.75 | 15 | 18 | 18 Months | NO
39-0166 | Disconnect,EZ Pull 1.25"/Webtrol | Disconnect,EZ Pull 1.25"/Webtrol | https://www.zoellerpumps.com/en-us/products/accessories/rail-systems | EA | 95 |  | 53514463519 | 1 | LB | 3.5 | 6.5 | 6.5 | 18 Months | NO
391-0003 | DX191 3F/50'Cd/230V/1Ph/Ex Pr/FM/CSA | DX191 3F/50'Cd/230V/1Ph/Ex Pr/FM/CSA | https://www.zoellerpumps.com/en-us/products/sump-effluent-pumps/commercial/180-190-series | EA | 3930 |  | 53514267377 | 130 | LB | 32 | 12 | 15 | 18 Months | NO
392-0001 | M292 3F/115V/1Ph/cCSAus/UL | M292 3F/115V/1Ph/cCSAus/UL | https://www.zoellerpumps.com/en-us/products/sewage-pumps/commercial/290-series | EA | 1177 |  | 53514023058 | 89 | LB | 21.25 | 11.75 | 14.75 | 18 Months | YES
392-0002 | N292 3F/115V/1Ph/CSA | N292 3F/115V/1Ph/CSA | https://www.zoellerpumps.com/en-us/products/sewage-pumps/commercial/290-series | EA | 1062 |  | 53514023065 | 88 | LB | 21.25 | 11.75 | 14.75 | 18 Months | YES
392-0005 | M292 3F/25'Cd/115V/1Ph/cCSAus/UL | M292 3F/25'Cd/115V/1Ph/cCSAus/UL | https://www.zoellerpumps.com/en-us/products/sewage-pumps/commercial/290-series | EA | 1277 |  | 53514023072 | 91 | LB | 21.25 | 11.75 | 14.75 | 18 Months | YES
392-0006 | BN292 3F/115V/1Ph/Pb20'/cCSAus Pump | BN292 3F/115V/1Ph/Pb20'/cCSAus Pump | https://www.zoellerpumps.com/en-us/products/sewage-pumps/commercial/290-series | EA | 1103 |  | 53514041328 | 90 | LB | 21.25 | 11.75 | 14.75 | 18 Months | YES
392-0007 | N292 3F/35'Cd/115V/1Ph/CSA | N292 3F/35'Cd/115V/1Ph/CSA | https://www.zoellerpumps.com/en-us/products/sewage-pumps/commercial/290-series | EA | 1172 |  | 53514054915 | 94 | LB | 21.25 | 11.75 | 14.75 | 18 Months | YES
392-0008 | N292 3F/50'Cd/115V/1Ph/CSA | N292 3F/50'Cd/115V/1Ph/CSA | https://www.zoellerpumps.com/en-us/products/sewage-pumps/commercial/290-series | EA | 1202 |  | 53514067496 | 97 | LB | 21.25 | 11.75 | 14.75 | 18 Months | YES
392-0010 | M292 3F/50'Cd/115V/1Ph/cCSAus/UL | M292 3F/50'Cd/115V/1Ph/cCSAus/UL | https://www.zoellerpumps.com/en-us/products/sewage-pumps/commercial/290-series | EA | 1317 |  | 53514150709 | 97 | LB | 21.25 | 11.75 | 14.75 | 18 Months | YES
392-0011 | M292 3F/35'Cd/115V/1Ph/.5Hp/cCSAus/UL | M292 3F/35'Cd/115V/1Ph/.5Hp/cCSAus/UL | https://www.zoellerpumps.com/en-us/products/sewage-pumps/commercial/290-series | EA | 1287 |  | 53514151430 | 94 | LB | 21.25 | 11.75 | 14.75 | 18 Months | YES
392-0012 | N292 3F/25'Cd/115V/1Ph/CSA | N292 3F/25'Cd/115V/1Ph/CSA | https://www.zoellerpumps.com/en-us/products/sewage-pumps/commercial/290-series | EA | 1162 |  | 53514165581 | 93 | LB | 21.25 | 11.75 | 14.75 | 18 Months | YES
392-0013 | NX292 3F/115V/1Ph/Ex Pr/FM/CSA | NX292 3F/115V/1Ph/Ex Pr/FM/CSA | https://www.zoellerpumps.com/en-us/products/sewage-pumps/commercial/290-series | EA | 2398 |  | 53514205393 | 120 | LB | 32 | 12 | 15 | 18 Months | NO
392-0016 | J292 3F/200-208V/3Ph/cCSAus | J292 3F/200-208V/3Ph/cCSAus | https://www.zoellerpumps.com/en-us/products/sewage-pumps/commercial/290-series | EA | 1253 |  | 53514345716 | 88 | LB | 21.25 | 11.75 | 14.75 | 18 Months | YES
392-0017 | NX292 3F/35'Cd/115V/1Ph/Ex Pr/FM/CSA | NX292 3F/35'Cd/115V/1Ph/Ex Pr/FM/CSA | https://www.zoellerpumps.com/en-us/products/sewage-pumps/commercial/290-series | EA | 2508 |  | 53514352875 | 120 | LB | 32 | 12 | 15 | 18 Months | NO
392-0018 | G292 3F/460V/3Ph/cCSAus | G292 3F/460V/3Ph/cCSAus | https://www.zoellerpumps.com/en-us/products/sewage-pumps/commercial/290-series | EA | 1253 |  | 53514356972 | 88 | LB | 21.25 | 11.75 | 14.75 | 18 Months | YES
392-0019 | F292 3F/35'Cd/230V/3Ph/cCSAus | F292 3F/35'Cd/230V/3Ph/cCSAus | https://www.zoellerpumps.com/en-us/products/sewage-pumps/commercial/290-series | EA | 1328 |  | 53514361976 | 88 | LB | 21.25 | 11.75 | 14.75 | 18 Months | YES
392-0020 | E292 3F/35'Cd/230V/1Ph/cCSAus | E292 3F/35'Cd/230V/1Ph/cCSAus | https://www.zoellerpumps.com/en-us/products/sewage-pumps/commercial/290-series | EA | 1233 |  | 53514362027 | 88 | LB | 21.25 | 11.75 | 14.75 | 18 Months | YES
392-0021 | I292 3F/200V/1Ph/cCSAus | I292 3F/200V/1Ph/cCSAus | https://www.zoellerpumps.com/en-us/products/sewage-pumps/commercial/290-series | EA | 1163 |  | 53514362461 | 88 | LB | 21.25 | 11.75 | 14.75 | 18 Months | YES
392-0023 | I292 3F/50'Cd/200V/1Ph/cCSAus | I292 3F/50'Cd/200V/1Ph/cCSAus | https://www.zoellerpumps.com/en-us/products/sewage-pumps/commercial/290-series | EA | 1303 |  | 53514363161 | 88 | LB | 21.25 | 11.75 | 14.75 | 18 Months | YES
392-0024 | F292 3F/230V/3Ph/cCSAus | F292 3F/230V/3Ph/cCSAus | https://www.zoellerpumps.com/en-us/products/sewage-pumps/commercial/290-series | EA | 1238 |  | 53514364144 | 88 | LB | 21.5 | 11.75 | 14.75 | 18 Months | YES
392-0025 | IX292 3F/50'Cd/200-208V/1Ph/Ex Pr/FM/CSA | IX292 3F/50'Cd/200-208V/1Ph/Ex Pr/FM/CSA | https://www.zoellerpumps.com/en-us/products/sewage-pumps/commercial/290-series | EA | 2554 |  | 53514364229 | 123 | LB | 32 | 12 | 15 | 18 Months | NO
392-0026 | H292 3F/200V/1Ph/cCSAus | H292 3F/200V/1Ph/cCSAus | https://www.zoellerpumps.com/en-us/products/sewage-pumps/commercial/290-series | EA | 1274 |  | 53514365004 | 88 | LB | 21.25 | 11.75 | 14.75 | 18 Months | YES
392-0027 | J292 3F/50'Cd/200-208V/3Ph/cCSAus | J292 3F/50'Cd/200-208V/3Ph/cCSAus | https://www.zoellerpumps.com/en-us/products/sewage-pumps/commercial/290-series | EA | 1378 |  | 53514366780 | 88 | LB | 21.25 | 11.75 | 14.75 | 18 Months | YES
392-0028 | E292 3F/230V/1Ph/cCSAus | E292 3F/230V/1Ph/cCSAus | https://www.zoellerpumps.com/en-us/products/sewage-pumps/commercial/290-series | EA | 1123 |  | 53514375799 | 88 | LB | 21.25 | 11.75 | 14.75 | 18 Months | YES
392-0029 | NX292 3F/50'Cd/115V/1Ph/Ex Pr/FM/CSA | NX292 3F/50'Cd/115V/1Ph/Ex Pr/FM/CSA | https://www.zoellerpumps.com/en-us/products/sewage-pumps/commercial/290-series | EA | 2538 |  | 53514376789 | 120 | LB | 32 | 12 | 15 | 18 Months | NO
392-0030 | JX292 3F/50'Cd/200-208V/3Ph/Ex Pr/FM/CSA | JX292 3F/50'Cd/200-208V/3Ph/Ex Pr/FM/CSA | https://www.zoellerpumps.com/en-us/products/sewage-pumps/commercial/290-series | EA | 2629 |  | 53514386009 | 123 | LB | 32 | 12 | 15 | 18 Months | NO
392-0031 | E292 3F/50'Cd/230V/1Ph/cCSAus | E292 3F/50'Cd/230V/1Ph/cCSAus | https://www.zoellerpumps.com/en-us/products/sewage-pumps/commercial/290-series | EA | 1263 |  | 53514388690 | 88 | LB | 21.25 | 11.75 | 14.75 | 18 Months | YES
392-0032 | G292 3F/50'Cd/460V/3Ph/cCSAus | G292 3F/50'Cd/460V/3Ph/cCSAus | https://www.zoellerpumps.com/en-us/products/sewage-pumps/commercial/290-series | EA | 1378 |  | 53514414597 | 88 | LB | 21.25 | 11.75 | 14.75 | 18 Months | YES
392-0035 | I292 3F/35'Cd/200V/1Ph/cCSAus | I292 3F/35'Cd/200V/1Ph/cCSAus | https://www.zoellerpumps.com/en-us/products/sewage-pumps/commercial/290-series | EA | 1273 |  | 53514438395 | 88 | LB | 21.25 | 11.75 | 14.75 | 18 Months | YES
392-0036 | GX292 2F/460V/3Ph/Ex Pr | GX292 2F/460V/3Ph/Ex Pr | https://www.zoellerpumps.com/en-us/products/sewage-pumps/commercial/290-series | EA | 2489 |  | 53514438678 | 0 |  | 0 | 0 | 0 | 18 Months | NO
392-0037 | JX292 3F/200-208V/3Ph/Ex Pr | JX292 3F/200-208V/3Ph/Ex Pr | https://www.zoellerpumps.com/en-us/products/sewage-pumps/commercial/290-series | EA | 2489 |  | 53514462932 | 123 | LB | 32 | 12 | 15 | 18 Months | NO
393-0003 | D293 3F/230V/1Ph/cCSAus/UL | D293 3F/230V/1Ph/cCSAus/UL | https://www.zoellerpumps.com/en-us/products/sewage-pumps/commercial/290-series | EA | 1300 |  | 53514023089 | 90 | LB | 21.25 | 11.75 | 14.75 | 18 Months | YES
393-0004 | E293 3F/230V/1Ph/cCSAus/UL | E293 3F/230V/1Ph/cCSAus/UL | https://www.zoellerpumps.com/en-us/products/sewage-pumps/commercial/290-series | EA | 1180 |  | 53514023096 | 89 | LB | 21.25 | 11.75 | 14.75 | 18 Months | YES
393-0006 | H293 3F/200-208V/1Ph/cCSAus | H293 3F/200-208V/1Ph/cCSAus | https://www.zoellerpumps.com/en-us/products/sewage-pumps/commercial/290-series | EA | 1340 |  | 53514023102 | 90 | LB | 21.25 | 11.75 | 14.75 | 18 Months | YES
393-0009 | F293 3F/230V/3Ph/cCSAus/UL | F293 3F/230V/3Ph/cCSAus/UL | https://www.zoellerpumps.com/en-us/products/sewage-pumps/commercial/290-series | EA | 1295 |  | 53514023119 | 90 | LB | 21.25 | 11.75 | 14.75 | 18 Months | YES
393-0010 | G293 3F/460V/3Ph/cCSAus/UL | G293 3F/460V/3Ph/cCSAus/UL | https://www.zoellerpumps.com/en-us/products/sewage-pumps/commercial/290-series | EA | 1295 |  | 53514023126 | 89 | LB | 21.25 | 11.75 | 14.75 | 18 Months | YES
393-0011 | D293 3F/50'Cd/230V/1Ph/cCSAus/UL | D293 3F/50'Cd/230V/1Ph/cCSAus/UL | https://www.zoellerpumps.com/en-us/products/sewage-pumps/commercial/290-series | EA | 1440 |  | 53514023133 | 99 | LB | 21.25 | 11.75 | 14.75 | 18 Months | YES
393-0012 | J293 3F/200-208V/3Ph/cCSAus/UL | J293 3F/200-208V/3Ph/cCSAus/UL | https://www.zoellerpumps.com/en-us/products/sewage-pumps/commercial/290-series | EA | 1295 |  | 53514023140 | 89 | LB | 21.25 | 11.75 | 14.75 | 18 Months | YES
393-0013 | F293 3F/25'Cd/230V/3Ph/cCSAus/UL | F293 3F/25'Cd/230V/3Ph/cCSAus/UL | https://www.zoellerpumps.com/en-us/products/sewage-pumps/commercial/290-series | EA | 1280 |  | 53514023157 | 91 | LB | 21.25 | 11.75 | 14.75 | 18 Months | YES
393-0014 | J293 3F/35'Cd/200-208V/3Ph/cCSAus/UL | J293 3F/35'Cd/200-208V/3Ph/cCSAus/UL | https://www.zoellerpumps.com/en-us/products/sewage-pumps/commercial/290-series | EA | 1405 |  | 53514023164 | 94 | LB | 21.25 | 11.75 | 14.75 | 18 Months | YES
393-0015 | I293 3F/200-208V/1Ph/cCSAus | I293 3F/200-208V/1Ph/cCSAus | https://www.zoellerpumps.com/en-us/products/sewage-pumps/commercial/290-series | EA | 1220 |  | 53514023171 | 89 | LB | 21.25 | 11.75 | 14.75 | 18 Months | YES
393-0016 | G293 3F/35'Cd/460V/3Ph/cCSAus/UL | G293 3F/35'Cd/460V/3Ph/cCSAus/UL | https://www.zoellerpumps.com/en-us/products/sewage-pumps/commercial/290-series | EA | 1405 |  | 53514023188 | 94 | LB | 21.25 | 11.75 | 14.75 | 18 Months | YES
393-0017 | G293 3F/25'Cd/460V/3Ph/cCSAus/UL | G293 3F/25'Cd/460V/3Ph/cCSAus/UL | https://www.zoellerpumps.com/en-us/products/sewage-pumps/commercial/290-series | EA | 1395 |  | 53514023195 | 91 | LB | 21.25 | 11.75 | 14.75 | 18 Months | YES
393-0019 | E293 3F/50'Cd/230V/1Ph/cCSAus/UL | E293 3F/50'Cd/230V/1Ph/cCSAus/UL | https://www.zoellerpumps.com/en-us/products/sewage-pumps/commercial/290-series | EA | 1320 |  | 53514036645 | 98 | LB | 21.25 | 11.75 | 14.75 | 18 Months | YES
393-0020 | J293 3F/25'Cd/200-208V/3Ph/cCSAus/UL | J293 3F/25'Cd/200-208V/3Ph/cCSAus/UL | https://www.zoellerpumps.com/en-us/products/sewage-pumps/commercial/290-series | EA | 1395 |  | 53514037086 | 91 | LB | 21.25 | 11.75 | 14.75 | 18 Months | YES
393-0021 | BE293 3F/230V/1Ph/Pb20'/cCSAus/UL | BE293 3F/230V/1Ph/Pb20'/cCSAus/UL | https://www.zoellerpumps.com/en-us/products/sewage-pumps/commercial/290-series | EA | 1212 |  | 53514041335 | 91 | LB | 21.25 | 11.75 | 14.75 | 18 Months | YES
393-0022 | E293 3F/230V/1Ph/cCSAus | E293 3F/230V/1Ph/cCSAus | https://www.zoellerpumps.com/en-us/products/sewage-pumps/commercial/290-series | EA | 1180 |  | 53514067397 | 89 | LB | 21.25 | 11.75 | 14.75 | 18 Months | YES
393-0023 | D293 3F/35'Cd/230V/1Ph/cCSAus/UL | D293 3F/35'Cd/230V/1Ph/cCSAus/UL | https://www.zoellerpumps.com/en-us/products/sewage-pumps/commercial/290-series | EA | 1410 |  | 53514084455 | 96 | LB | 21.25 | 11.75 | 14.75 | 18 Months | YES
393-0024 | F293 3F/50'Cd/230V/3Ph/cCSAus/UL | F293 3F/50'Cd/230V/3Ph/cCSAus/UL | https://www.zoellerpumps.com/en-us/products/sewage-pumps/commercial/290-series | EA | 1435 |  | 53514101459 | 97 | LB | 21.25 | 11.75 | 14.75 | 18 Months | YES
393-0025 | JX293 3F/200-208V/3Ph/Ex Pr/FM/CSA | JX293 3F/200-208V/3Ph/Ex Pr/FM/CSA | https://www.zoellerpumps.com/en-us/products/sewage-pumps/commercial/290-series | EA | 2603 |  | 53514126292 | 122 | LB | 32 | 12 | 15 | 18 Months | NO
393-0026 | EX293 3F/230V/1Ph/Ex Pr/FM/CSA | EX293 3F/230V/1Ph/Ex Pr/FM/CSA | https://www.zoellerpumps.com/en-us/products/sewage-pumps/commercial/290-series | EA | 2488 |  | 53514147532 | 121 | LB | 32 | 12 | 15 | 18 Months | NO
393-0027 | E293 3F/25'Cd/230V/1Ph/cCSAus/UL | E293 3F/25'Cd/230V/1Ph/cCSAus/UL | https://www.zoellerpumps.com/en-us/products/sewage-pumps/commercial/290-series | EA | 1280 |  | 53514159344 | 91 | LB | 21.25 | 11.75 | 14.75 | 18 Months | YES
393-0028 | GX293 3F/50'Cd/460V/3Ph/Ex Pr/FM/CSA | GX293 3F/50'Cd/460V/3Ph/Ex Pr/FM/CSA | https://www.zoellerpumps.com/en-us/products/sewage-pumps/commercial/290-series | EA | 2743 |  | 53514179960 | 125 | LB | 32 | 12 | 15 | 18 Months | NO
393-0029 | IX293 3F/50'Cd/200-208V/1Ph/Ex Pr/FM/CSA | IX293 3F/50'Cd/200-208V/1Ph/Ex Pr/FM/CSA | https://www.zoellerpumps.com/en-us/products/sewage-pumps/commercial/290-series | EA | 2668 |  | 53514195489 | 128 | LB | 32 | 12 | 15 | 18 Months | NO
393-0030 | IX293 3F/25'Cd/200-208V/1Ph/Ex Pr/FM/CSA | IX293 3F/25'Cd/200-208V/1Ph/Ex Pr/FM/CSA | https://www.zoellerpumps.com/en-us/products/sewage-pumps/commercial/290-series | EA | 2628 |  | 53514198046 | 125 | LB | 32 | 12 | 15 | 18 Months | NO
393-0031 | I293 3F/50'Cd/200-208V/1Ph/cCSAus | I293 3F/50'Cd/200-208V/1Ph/cCSAus | https://www.zoellerpumps.com/en-us/products/sewage-pumps/commercial/290-series | EA | 1360 |  | 53514204556 | 95 | lb | 21.25 | 11.75 | 14.75 | 18 Months | YES
393-0032 | IX293 3F/200-208V/1Ph/Ex Pr/FM/CSA | IX293 3F/200-208V/1Ph/Ex Pr/FM/CSA | https://www.zoellerpumps.com/en-us/products/sewage-pumps/commercial/290-series | EA | 2528 |  | 53514224547 | 121 | LB | 32 | 12 | 15 | 18 Months | NO
393-0036 | I293 3F/35'Cd/200-208V/1Ph/cCSAus | I293 3F/35'Cd/200-208V/1Ph/cCSAus | https://www.zoellerpumps.com/en-us/products/sewage-pumps/commercial/290-series | EA | 1330 |  | 53514261047 | 93 | LB | 21.25 | 11.75 | 14.75 | 18 Months | YES
393-0037 | GX293 3F/460V/3Ph/Ex Pr/FM/CSA | GX293 3F/460V/3Ph/Ex Pr/FM/CSA | https://www.zoellerpumps.com/en-us/products/sewage-pumps/commercial/290-series | EA | 2603 |  | 53514277529 | 121 | LB | 32 | 12 | 15 | 18 Months | NO
393-0038 | GX293 3F/25'Cd/460V/3Ph/Ex Pr/FM/CSA | GX293 3F/25'Cd/460V/3Ph/Ex Pr/FM/CSA | https://www.zoellerpumps.com/en-us/products/sewage-pumps/commercial/290-series | EA | 2703 |  | 53514308636 | 125 | LB | 32 | 12 | 15 | 18 Months | NO
393-0039 | J293 3F/50'Cd/200-208V/3Ph/cCSAus/UL | J293 3F/50'Cd/200-208V/3Ph/cCSAus/UL | https://www.zoellerpumps.com/en-us/products/sewage-pumps/commercial/290-series | EA | 1415 |  | 53514339012 | 94 | LB | 21.25 | 11.75 | 14.75 | 18 Months | YES
393-0040 | E293 3F/35'Cd/230V/1Ph/cCSAus/UL | E293 3F/35'Cd/230V/1Ph/cCSAus/UL | https://www.zoellerpumps.com/en-us/products/sewage-pumps/commercial/290-series | EA | 1290 |  | 53514340049 | 94 | LB | 21.25 | 11.75 | 14.75 | 18 Months | YES
393-0041 | JX293 3F/35'Cd/200-208V/3Ph/Ex Pr/FM/CSA | JX293 3F/35'Cd/200-208V/3Ph/Ex Pr/FM/CSA | https://www.zoellerpumps.com/en-us/products/sewage-pumps/commercial/290-series | EA | 2713 |  | 53514345198 | 123 | LB | 32 | 12 | 15 | 18 Months | NO
393-0042 | EX293 3F/50'Cd/230V/1Ph/Ex Pr/FM/CSA | EX293 3F/50'Cd/230V/1Ph/Ex Pr/FM/CSA | https://www.zoellerpumps.com/en-us/products/sewage-pumps/commercial/290-series | EA | 2628 |  | 53514347215 | 121 | LB | 32 | 12 | 15 | 18 Months | NO
393-0043 | JX293 3F/50'Cd/200-208V/3Ph/Ex Pr/FM/CSA | JX293 3F/50'Cd/200-208V/3Ph/Ex Pr/FM/CSA | https://www.zoellerpumps.com/en-us/products/sewage-pumps/commercial/290-series | EA | 2743 |  | 53514347260 | 124 | LB | 32 | 12 | 15 | 18 Months | NO
393-0046 | F293 3F/35'Cd/230V/3Ph/cCSAus/UL | F293 3F/35'Cd/230V/3Ph/cCSAus/UL | https://www.zoellerpumps.com/en-us/products/sewage-pumps/commercial/290-series | EA | 1405 |  | 53514360191 | 91 | LB | 21.25 | 11.75 | 14.75 | 18 Months | YES
394-0003 | D294 3F/230V/1Ph/cCSAus/UL | D294 3F/230V/1Ph/cCSAus/UL | https://www.zoellerpumps.com/en-us/products/sewage-pumps/commercial/290-series | EA | 1474 |  | 53514023201 | 90 | LB | 21.25 | 11.75 | 14.75 | 18 Months | YES
394-0004 | E294 3F/230V/1Ph/CSA | E294 3F/230V/1Ph/CSA | https://www.zoellerpumps.com/en-us/products/sewage-pumps/commercial/290-series | EA | 1373 |  | 53514023218 | 89 | LB | 21.25 | 11.75 | 14.75 | 18 Months | YES
394-0005 | G294 3F/460V/3Ph/cCSAus/UL | G294 3F/460V/3Ph/cCSAus/UL | https://www.zoellerpumps.com/en-us/products/sewage-pumps/commercial/290-series | EA | 1488 |  | 53514023225 | 89 | LB | 21.25 | 11.75 | 14.75 | 18 Months | YES
394-0006 | F294 3F/230V/3Ph/cCSAus/UL | F294 3F/230V/3Ph/cCSAus/UL | https://www.zoellerpumps.com/en-us/products/sewage-pumps/commercial/290-series | EA | 1488 |  | 53514023232 | 89 | LB | 21.25 | 11.75 | 14.75 | 18 Months | YES
394-0007 | J294 3F/200-208V/3Ph/cCSAus/UL | J294 3F/200-208V/3Ph/cCSAus/UL | https://www.zoellerpumps.com/en-us/products/sewage-pumps/commercial/290-series | EA | 1488 |  | 53514023249 | 89 | LB | 21.25 | 11.75 | 14.75 | 18 Months | YES
394-0008 | J294 3F/25'Cd/200-208V/3Ph/cCSAus/UL | J294 3F/25'Cd/200-208V/3Ph/cCSAus/UL | https://www.zoellerpumps.com/en-us/products/sewage-pumps/commercial/290-series | EA | 1588 |  | 53514023256 | 91 | LB | 21.25 | 11.75 | 14.75 | 18 Months | YES
394-0009 | E294 3F/50'Cd/230V/1Ph/CSA | E294 3F/50'Cd/230V/1Ph/CSA | https://www.zoellerpumps.com/en-us/products/sewage-pumps/commercial/290-series | EA | 1513 |  | 53514023263 | 98 | LB | 21.25 | 11.75 | 14.75 | 18 Months | YES
394-0010 | E294 3F/25'Cd/230V/1Ph/CSA | E294 3F/25'Cd/230V/1Ph/CSA | https://www.zoellerpumps.com/en-us/products/sewage-pumps/commercial/290-series | EA | 1473 |  | 53514023270 | 91 | LB | 21.25 | 11.75 | 14.75 | 18 Months | YES
394-0011 | I294 3F/200-208V/1Ph/cCSAus | I294 3F/200-208V/1Ph/cCSAus | https://www.zoellerpumps.com/en-us/products/sewage-pumps/commercial/290-series | EA | 1413 |  | 53514023287 | 89 | LB | 21.25 | 11.75 | 14.75 | 18 Months | YES
394-0012 | G294 3F/25'Cd/460V/3Ph/cCSAus/UL | G294 3F/25'Cd/460V/3Ph/cCSAus/UL | https://www.zoellerpumps.com/en-us/products/sewage-pumps/commercial/290-series | EA | 1588 |  | 53514025410 | 91 | LB | 21.25 | 11.75 | 14.75 | 18 Months | YES
394-0013 | I294 3F/35'Cd/200-208V/1Ph/cCSAus | I294 3F/35'Cd/200-208V/1Ph/cCSAus | https://www.zoellerpumps.com/en-us/products/sewage-pumps/commercial/290-series | EA | 1514 |  | 53514027681 | 94 | LB | 21.25 | 11.75 | 14.75 | 18 Months | YES
394-0014 | H294 3F/200-208V/1Ph/cCSAus | H294 3F/200-208V/1Ph/cCSAus | https://www.zoellerpumps.com/en-us/products/sewage-pumps/commercial/290-series | EA | 1514 |  | 53514029159 | 90 | LB | 21.25 | 11.75 | 14.75 | 18 Months | YES
394-0015 | G294 3F/50'Cd/460V/3Ph/cCSAus/UL | G294 3F/50'Cd/460V/3Ph/cCSAus/UL | https://www.zoellerpumps.com/en-us/products/sewage-pumps/commercial/290-series | EA | 1628 |  | 53514029951 | 98 | LB | 21.25 | 11.75 | 14.75 | 18 Months | YES
394-0016 | D294 3F/50'Cd/230V/1Ph/cCSAus/UL | D294 3F/50'Cd/230V/1Ph/cCSAus/UL | https://www.zoellerpumps.com/en-us/products/sewage-pumps/commercial/290-series | EA | 1614 |  | 53514030339 | 99 | LB | 21.25 | 11.75 | 14.75 | 18 Months | YES
394-0018 | E294 3F/35'Cd/230V/1Ph/CSA | E294 3F/35'Cd/230V/1Ph/CSA | https://www.zoellerpumps.com/en-us/products/sewage-pumps/commercial/290-series | EA | 1483 |  | 53514030964 | 94 | LB | 21.25 | 11.75 | 14.75 | 18 Months | YES
394-0019 | E294 3F/230V/1Ph/Wo Plug/CSA | E294 3F/230V/1Ph/Wo Plug/CSA | https://www.zoellerpumps.com/en-us/products/sewage-pumps/commercial/290-series | EA | 1373 |  | 53514033453 | 89 | LB | 21.25 | 11.75 | 14.75 | 18 Months | YES
394-0021 | J294 3F/50'Cd/200-208V/3Ph/cCSAus/UL | J294 3F/50'Cd/200-208V/3Ph/cCSAus/UL | https://www.zoellerpumps.com/en-us/products/sewage-pumps/commercial/290-series | EA | 1628 |  | 53514049942 | 98 | LB | 21.25 | 11.75 | 14.75 | 18 Months | YES
394-0022 | H294 3F/35'Cd/200-208V/1Ph/cCSAus | H294 3F/35'Cd/200-208V/1Ph/cCSAus | https://www.zoellerpumps.com/en-us/products/sewage-pumps/commercial/290-series | EA | 1514 |  | 53514065683 | 95 | LB | 21.25 | 11.75 | 14.75 | 18 Months | YES
394-0024 | I294 3F/25'Cd/200-208V/1Ph/cCSAus | I294 3F/25'Cd/200-208V/1Ph/cCSAus | https://www.zoellerpumps.com/en-us/products/sewage-pumps/commercial/290-series | EA | 1513 |  | 53514092849 | 92 | LB | 21.25 | 11.75 | 14.75 | 18 Months | YES
394-0026 | D294 3F/35'Cd/230V/1Ph/cCSAus/UL | D294 3F/35'Cd/230V/1Ph/cCSAus/UL | https://www.zoellerpumps.com/en-us/products/sewage-pumps/commercial/290-series | EA | 1584 |  | 53514100216 | 99 | LB | 21.25 | 11.75 | 14.75 | 18 Months | YES
394-0027 | FX294 3F/230V/3Ph/Ex Pr/FM/CSA | FX294 3F/230V/3Ph/Ex Pr/FM/CSA | https://www.zoellerpumps.com/en-us/products/sewage-pumps/commercial/290-series | EA | 3039 |  | 53514112332 | 120 | LB | 32 | 12 | 15 | 18 Months | NO
394-0028 | JX294 3F/200V/3Ph/Ex Pr/FM/CSA | JX294 3F/200V/3Ph/Ex Pr/FM/CSA | https://www.zoellerpumps.com/en-us/products/sewage-pumps/commercial/290-series | EA | 3039 |  | 53514120429 | 121 | LB | 32 | 12 | 15 | 18 Months | NO
394-0029 | EX294 3F/230V/1Ph/Ex Pr/FM/CSA | EX294 3F/230V/1Ph/Ex Pr/FM/CSA | https://www.zoellerpumps.com/en-us/products/sewage-pumps/commercial/290-series | EA | 2924 |  | 53514122881 | 122 | LB | 32 | 12 | 15 | 18 Months | NO
394-0030 | F294 3F/25'Cd/230V/3Ph/cCSAus/UL | F294 3F/25'Cd/230V/3Ph/cCSAus/UL | https://www.zoellerpumps.com/en-us/products/sewage-pumps/commercial/290-series | EA | 1588 |  | 53514136451 | 92 | LB | 21.25 | 11.75 | 14.75 | 18 Months | YES
394-0031 | IX294 3F/200-208V/1Ph/Ex Pr/FM/CSA | IX294 3F/200-208V/1Ph/Ex Pr/FM/CSA | https://www.zoellerpumps.com/en-us/products/sewage-pumps/commercial/290-series | EA | 2964 |  | 53514171780 | 122 | LB | 32 | 12 | 15 | 18 Months | NO
394-0032 | J294 3F/35'Cd/200-208V/3Ph/cCSAus/UL | J294 3F/35'Cd/200-208V/3Ph/cCSAus/UL | https://www.zoellerpumps.com/en-us/products/sewage-pumps/commercial/290-series | EA | 1598 |  | 53514186340 | 92 | LB | 21.25 | 11.75 | 14.75 | 18 Months | YES
394-0033 | GX294 3F/50'Cd/460V/3Ph/Ex Pr/FM/CSA | GX294 3F/50'Cd/460V/3Ph/Ex Pr/FM/CSA | https://www.zoellerpumps.com/en-us/products/sewage-pumps/commercial/290-series | EA | 3179 |  | 53514191795 | 130 | LB | 32 | 12 | 15 | 18 Months | NO
394-0034 | GX294 3F/460V/3Ph/Ex Pr/FM/CSA | GX294 3F/460V/3Ph/Ex Pr/FM/CSA | https://www.zoellerpumps.com/en-us/products/sewage-pumps/commercial/290-series | EA | 3039 |  | 53514195717 | 119 | LB | 32 | 12 | 15 | 18 Months | NO
394-0035 | EX294 3F/25'Cd/230V/1Ph/Ex Pr/FM/CSA | EX294 3F/25'Cd/230V/1Ph/Ex Pr/FM/CSA | https://www.zoellerpumps.com/en-us/products/sewage-pumps/commercial/290-series | EA | 3024 |  | 53514203221 | 123 | LB | 32 | 12 | 15 | 18 Months | NO
394-0036 | G294 3F/35'Cd/460V/3Ph/cCSAus/UL | G294 3F/35'Cd/460V/3Ph/cCSAus/UL | https://www.zoellerpumps.com/en-us/products/sewage-pumps/commercial/290-series | EA | 1598 |  | 53514211257 | 92 | LB | 21.25 | 11.75 | 14.75 | 18 Months | YES
394-0037 | I294 3F/50'Cd/200-208V/1Ph/cCSAus | I294 3F/50'Cd/200-208V/1Ph/cCSAus | https://www.zoellerpumps.com/en-us/products/sewage-pumps/commercial/290-series | EA | 1553 |  | 53514211325 | 94 | LB | 21.25 | 11.75 | 14.75 | 18 Months | YES
394-0038 | JX294 3F/35'CD/200V/3Ph/Ex Pr/FM//CSA | JX294 3F/35'CD/200V/3Ph/Ex Pr/FM//CSA | https://www.zoellerpumps.com/en-us/products/sewage-pumps/commercial/290-series | EA | 3149 |  | 53514242015 | 121 | LB | 32 | 12 | 15 | 18 Months | NO
394-0042 | F294 3F/50'Cd/230V/3Ph/cCSAus/UL | F294 3F/50'Cd/230V/3Ph/cCSAus/UL | https://www.zoellerpumps.com/en-us/products/sewage-pumps/commercial/290-series | EA | 1628 |  | 53514304034 | 94 | LB | 21.25 | 11.75 | 14.75 | 18 Months | YES
394-0043 | EX294 3F/50'Cd/230V/1Ph/Ex Pr/FM/CSA | EX294 3F/50'Cd/230V/1Ph/Ex Pr/FM/CSA | https://www.zoellerpumps.com/en-us/products/sewage-pumps/commercial/290-series | EA | 3064 |  | 53514331658 | 124 | LB | 32 | 12 | 15 | 18 Months | NO
394-0048 | IX294 3F/50'Cd/200-208V/1Ph/Ex Pr/FM/CSA | IX294 3F/50'Cd/200-208V/1Ph/Ex Pr/FM/CSA | https://www.zoellerpumps.com/en-us/products/sewage-pumps/commercial/290-series | EA | 3104 |  | 53514364106 | 122 | LB | 32 | 12 | 15 | 18 Months | NO
394-0050 | JX294 3F/25'CD/200V/3Ph/Ex Pr/FM//CSA | JX294 3F/25'CD/200V/3Ph/Ex Pr/FM//CSA | https://www.zoellerpumps.com/en-us/products/sewage-pumps/commercial/290-series | EA | 3139 |  | 53514371258 | 121 | LB | 32 | 12 | 15 | 18 Months | NO
394-0053 | JX294 3F/50'Cd/200-208V/3Ph/Ex Pr/FM/CSA | JX294 3F/50'Cd/200-208V/3Ph/Ex Pr/FM/CSA | https://www.zoellerpumps.com/en-us/products/sewage-pumps/commercial/290-series | EA | 3179 |  | 53514388751 | 122 | LB | 32 | 12 | 15 | 18 Months | NO
394-0054 | FX294 3F/50'Cd/230V/3Ph/Ex Pr/FM/CSA | FX294 3F/50'Cd/230V/3Ph/Ex Pr/FM/CSA | https://www.zoellerpumps.com/en-us/products/sewage-pumps/commercial/290-series | EA | 3179 |  | 53514394035 | 120 | LB | 32 | 12 | 15 | 18 Months | NO
394-0057 | E294 3F/230V/1Ph/CSA/Bronze Impeller | E294 3F/230V/1Ph/CSA/Bronze Impeller | https://www.zoellerpumps.com/en-us/products/sewage-pumps/commercial/290-series | EA | 1483 |  | 53514444839 | 89 | LB | 21.25 | 11.75 | 14.75 | 18 Months | YES
394-0058 | F294 3F/35'Cd/230V/3Ph/cCSAus/UL/(294-0084) | F294 3F/35'Cd/230V/3Ph/cCSAus/UL/(294-0084) | https://www.zoellerpumps.com/en-us/products/sewage-pumps/commercial/290-series | EA | 1598 |  | 53514452292 | 91 | LB | 21.25 | 11.75 | 14.75 | 18 Months | YES
394-0059 | FX294 3F/25'Cd/230V/3Ph/Ex Pr | FX294 3F/25'Cd/230V/3Ph/Ex Pr | https://www.zoellerpumps.com/en-us/products/sewage-pumps/commercial/290-series | EA | 3139 |  | 53514463700 | 120 | LB | 32 | 12 | 15 | 18 Months | NO
395-0003 | D295 3F/230V/1Ph/CSA | D295 3F/230V/1Ph/CSA | https://www.zoellerpumps.com/en-us/products/sewage-pumps/commercial/290-series | EA | 1468 |  | 53514023294 | 92 | LB | 21.25 | 11.75 | 14.75 | 18 Months | YES
395-0004 | E295 3F/230V/1Ph/CSA/UL | E295 3F/230V/1Ph/CSA/UL | https://www.zoellerpumps.com/en-us/products/sewage-pumps/commercial/290-series | EA | 1377 |  | 53514023300 | 91 | LB | 21.25 | 11.75 | 14.75 | 18 Months | YES
395-0006 | F295 3F/230V/3Ph/cCSAus/UL | F295 3F/230V/3Ph/cCSAus/UL | https://www.zoellerpumps.com/en-us/products/sewage-pumps/commercial/290-series | EA | 1512 |  | 53514023324 | 91 | LB | 21.25 | 11.75 | 14.75 | 18 Months | YES
395-0007 | G295 3F/460V/3Ph/cCSAus/UL | G295 3F/460V/3Ph/cCSAus/UL | https://www.zoellerpumps.com/en-us/products/sewage-pumps/commercial/290-series | EA | 1512 |  | 53514023331 | 91 | LB | 21.25 | 11.75 | 14.75 | 18 Months | YES
395-0008 | J295 3F/200-208V/3Ph/cCSAus/UL | J295 3F/200-208V/3Ph/cCSAus/UL | https://www.zoellerpumps.com/en-us/products/sewage-pumps/commercial/290-series | EA | 1512 |  | 53514023348 | 91 | LB | 21.25 | 11.75 | 14.75 | 18 Months | YES
395-0009 | H295 3F/200-208V/1Ph/cCSAus | H295 3F/200-208V/1Ph/cCSAus | https://www.zoellerpumps.com/en-us/products/sewage-pumps/commercial/290-series | EA | 1508 |  | 53514023355 | 92 | LB | 21.25 | 11.75 | 14.75 | 18 Months | YES
395-0010 | I295 3F/200-208V/1Ph/cCSAus | I295 3F/200-208V/1Ph/cCSAus | https://www.zoellerpumps.com/en-us/products/sewage-pumps/commercial/290-series | EA | 1437 |  | 53514023362 | 91 | LB | 21.25 | 11.75 | 14.75 | 18 Months | YES
395-0011 | G295 3F/50'Cd/460V/3Ph/cCSAus/UL | G295 3F/50'Cd/460V/3Ph/cCSAus/UL | https://www.zoellerpumps.com/en-us/products/sewage-pumps/commercial/290-series | EA | 1652 |  | 53514023379 | 100 | LB | 21.25 | 11.75 | 14.75 | 18 Months | YES
395-0012 | E295 3F/50'Cd/230V/1Ph/CSA/UL | E295 3F/50'Cd/230V/1Ph/CSA/UL | https://www.zoellerpumps.com/en-us/products/sewage-pumps/commercial/290-series | EA | 1537 |  | 53514023386 | 100 | LB | 21.25 | 11.75 | 14.75 | 18 Months | YES
395-0015 | E295 3F/230V/1Ph/W-O Plug/CSA | E295 3F/230V/1Ph/W-O Plug/CSA | https://www.zoellerpumps.com/en-us/products/sewage-pumps/commercial/290-series | EA | 1397 |  | 53514033460 | 91 | LB | 21.25 | 11.75 | 14.75 | 18 Months | YES
395-0016 | G295 3F/25'Cd/460V/3Ph/cCSAus/UL | G295 3F/25'Cd/460V/3Ph/cCSAus/UL | https://www.zoellerpumps.com/en-us/products/sewage-pumps/commercial/290-series | EA | 1612 |  | 53514041526 | 93 | LB | 21.25 | 11.75 | 14.75 | 18 Months | YES
395-0017 | J295 3F/50'Cd/200-208V/3Ph/cCSAus/UL | J295 3F/50'Cd/200-208V/3Ph/cCSAus/UL | https://www.zoellerpumps.com/en-us/products/sewage-pumps/commercial/290-series | EA | 1632 |  | 53514042004 | 100 | LB | 21.25 | 11.75 | 14.75 | 18 Months | YES
395-0018 | J295 3F/35'Cd/200-208V/3Ph/cCSAus/UL | J295 3F/35'Cd/200-208V/3Ph/cCSAus/UL | https://www.zoellerpumps.com/en-us/products/sewage-pumps/commercial/290-series | EA | 1622 |  | 53514049294 | 94 | LB | 21.25 | 11.75 | 14.75 | 18 Months | YES
395-0019 | G295 3F/35'Cd/460V/3Ph/cCSAus/UL | G295 3F/35'Cd/460V/3Ph/cCSAus/UL | https://www.zoellerpumps.com/en-us/products/sewage-pumps/commercial/290-series | EA | 1622 |  | 53514049935 | 96 | LB | 21.25 | 11.75 | 14.75 | 18 Months | YES
395-0020 | J295 3F/25'Cd/200-208V/3Ph/cCSAus/UL | J295 3F/25'Cd/200-208V/3Ph/cCSAus/UL | https://www.zoellerpumps.com/en-us/products/sewage-pumps/commercial/290-series | EA | 1612 |  | 53514060428 | 91 | LB | 21.25 | 11.75 | 14.75 | 18 Months | YES
395-0022 | H295 3F/25'Cd/200-208V/1Ph/cCSAus | H295 3F/25'Cd/200-208V/1Ph/cCSAus | https://www.zoellerpumps.com/en-us/products/sewage-pumps/commercial/290-series | EA | 1608 |  | 53514082161 | 94 | LB | 21.25 | 11.75 | 14.75 | 18 Months | YES
395-0023 | E295 3F/25'Cd/230V/1Ph/CSA/UL | E295 3F/25'Cd/230V/1Ph/CSA/UL | https://www.zoellerpumps.com/en-us/products/sewage-pumps/commercial/290-series | EA | 1497 |  | 53514082659 | 94 | LB | 21.25 | 11.75 | 14.75 | 18 Months | YES
395-0024 | D295 3F/35'Cd/230V/1Ph/CSA | D295 3F/35'Cd/230V/1Ph/CSA | https://www.zoellerpumps.com/en-us/products/sewage-pumps/commercial/290-series | EA | 1578 |  | 53514083212 | 97 | LB | 21.25 | 11.75 | 14.75 | 18 Months | YES
395-0025 | D295 3F/50'Cd/230V/1Ph/CSA | D295 3F/50'Cd/230V/1Ph/CSA | https://www.zoellerpumps.com/en-us/products/sewage-pumps/commercial/290-series | EA | 1608 |  | 53514096625 | 102 | LB | 21.25 | 11.75 | 14.75 | 18 Months | YES
395-0027 | F295 3F/35'Cd/230V/3Ph/cCSAus/UL | F295 3F/35'Cd/230V/3Ph/cCSAus/UL | https://www.zoellerpumps.com/en-us/products/sewage-pumps/commercial/290-series | EA | 1622 |  | 53514100964 | 103 | LB | 21.25 | 11.75 | 14.75 | 18 Months | YES
395-0028 | WD295 3F/230V/1Ph | WD295 3F/230V/1Ph | https://www.zoellerpumps.com/en-us/products/sewage-pumps/commercial/290-series | EA | 1532 |  | 53514101152 | 91 | LB | 21.25 | 11.75 | 14.75 | 18 Months | YES
395-0029 | F295 3F/50'Cd/230V/3Ph/cCSAus/UL | F295 3F/50'Cd/230V/3Ph/cCSAus/UL | https://www.zoellerpumps.com/en-us/products/sewage-pumps/commercial/290-series | EA | 1652 |  | 53514110130 | 106 | LB | 21.25 | 11.75 | 14.75 | 18 Months | YES
395-0030 | GX295 3F/460V/3Ph/Ex Pr/FM/CSA | GX295 3F/460V/3Ph/Ex Pr/FM/CSA | https://www.zoellerpumps.com/en-us/products/sewage-pumps/commercial/290-series | EA | 3113 |  | 53514122898 | 122 | LB | 32 | 12 | 15 | 18 Months | NO
395-0031 | H295 3F/35'Cd/200-208V/1Ph/cCSAus | H295 3F/35'Cd/200-208V/1Ph/cCSAus | https://www.zoellerpumps.com/en-us/products/sewage-pumps/commercial/290-series | EA | 1618 |  | 53514124724 | 90 | LB | 21.25 | 11.75 | 14.75 | 18 Months | YES
395-0032 | D295 3F/25'Cd/230V/1Ph/CSA | D295 3F/25'Cd/230V/1Ph/CSA | https://www.zoellerpumps.com/en-us/products/sewage-pumps/commercial/290-series | EA | 1568 |  | 53514126797 | 94 | LB | 21.25 | 11.75 | 14.75 | 18 Months | YES
395-0033 | E295 3F/35'Cd/230V/1Ph/CSA/UL | E295 3F/35'Cd/230V/1Ph/CSA/UL | https://www.zoellerpumps.com/en-us/products/sewage-pumps/commercial/290-series | EA | 1507 |  | 53514141417 | 99 | LB | 21.25 | 11.75 | 14.75 | 18 Months | YES
395-0034 | GX295 3F/50'Cd/460V/3Ph/Ex Pr/FM/CSA | GX295 3F/50'Cd/460V/3Ph/Ex Pr/FM/CSA | https://www.zoellerpumps.com/en-us/products/sewage-pumps/commercial/290-series | EA | 3253 |  | 53514144869 | 125 | LB | 32 | 12 | 15 | 18 Months | NO
395-0036 | F295 3F/25'Cd/230V/3Ph/cCSAus/UL | F295 3F/25'Cd/230V/3Ph/cCSAus/UL | https://www.zoellerpumps.com/en-us/products/sewage-pumps/commercial/290-series | EA | 1612 |  | 53514161835 | 102 | LB | 21.25 | 11.75 | 14.75 | 18 Months | YES
395-0037 | H295 3F/50'Cd/200-208V/1Ph/cCSAus | H295 3F/50'Cd/200-208V/1Ph/cCSAus | https://www.zoellerpumps.com/en-us/products/sewage-pumps/commercial/290-series | EA | 1628 |  | 53514177621 | 89 | LB | 21.25 | 11.75 | 14.75 | 18 Months | YES
395-0038 | I295 3F/50'Cd/200-208V/1Ph/cCSAus | I295 3F/50'Cd/200-208V/1Ph/cCSAus | https://www.zoellerpumps.com/en-us/products/sewage-pumps/commercial/290-series | EA | 1577 |  | 53514178109 | 102 | LB | 21.25 | 11.75 | 14.75 | 18 Months | YES
395-0039 | WD295 3F/35'Cd/230V/1Ph | WD295 3F/35'Cd/230V/1Ph | https://www.zoellerpumps.com/en-us/products/sewage-pumps/commercial/290-series | EA | 1642 |  | 53514179014 | 90 | LB | 21.25 | 11.75 | 14.75 | 18 Months | YES
395-0040 | GX295 3F/35'Cd/460V/3Ph/Ex Pr/FM/CSA | GX295 3F/35'Cd/460V/3Ph/Ex Pr/FM/CSA | https://www.zoellerpumps.com/en-us/products/sewage-pumps/commercial/290-series | EA | 3238 |  | 53514199302 | 122 | LB | 32 | 12 | 15 | 18 Months | NO
395-0041 | JX295 3F/35'Cd/200-208V/3Ph/Ex Pr/FM/CSA | JX295 3F/35'Cd/200-208V/3Ph/Ex Pr/FM/CSA | https://www.zoellerpumps.com/en-us/products/sewage-pumps/commercial/290-series | EA | 3223 |  | 53514256043 | 121 | LB | 32 | 12 | 15 | 18 Months | NO
395-0043 | IX295 3F/200-208V/1Ph/Ex Pr/FM/CSA | IX295 3F/200-208V/1Ph/Ex Pr/FM/CSA | https://www.zoellerpumps.com/en-us/products/sewage-pumps/commercial/290-series | EA | 3038 |  | 53514313913 | 121 | LB | 32 | 12 | 15 | 18 Months | NO
395-0045 | FX295 3F/35'Cd/230V/3Ph/Ex Pr/FM/CSA | FX295 3F/35'Cd/230V/3Ph/Ex Pr/FM/CSA | https://www.zoellerpumps.com/en-us/products/sewage-pumps/commercial/290-series | EA | 3223 |  | 53514351113 | 121 | LB | 32 | 12 | 15 | 18 Months | NO
395-0046 | EX295 3F/35'Cord/230V/1Ph/Ex Pr/FM/CSA | EX295 3F/35'Cord/230V/1Ph/Ex Pr/FM/CSA | https://www.zoellerpumps.com/en-us/products/sewage-pumps/commercial/290-series | EA | 3108 |  | 53514361501 | 121 | LB | 32 | 12 | 15 | 18 Months | NO
395-0051 | JX295 3F/50'Cd/200-208V/3Ph/Ex Pr/FM/CSA | JX295 3F/50'Cd/200-208V/3Ph/Ex Pr/FM/CSA | https://www.zoellerpumps.com/en-us/products/sewage-pumps/commercial/290-series | EA | 3253 |  | 53514386429 | 122 | LB | 32 | 12 | 15 | 18 Months | NO
395-0056 | EX295 3F/50'Cd/230V/1Ph/Ex Pr/FM/CSA | EX295 3F/50'Cd/230V/1Ph/Ex Pr/FM/CSA | https://www.zoellerpumps.com/en-us/products/sewage-pumps/commercial/290-series | EA | 3138 |  | 53514434762 | 126 | LB | 32 | 12 | 15 | 18 Months | NO
395-0057 | G295 3F/460V/3Ph/cCSAus/UL/Br Impeller | G295 3F/460V/3Ph/cCSAus/UL/Br Impeller | https://www.zoellerpumps.com/en-us/products/sewage-pumps/commercial/290-series | EA | 1622 |  | 53514436674 | 91 | LB | 21.25 | 11.75 | 14.75 | 18 Months | YES
395-0058 | WD295 3F/50'Cd/230V/1Ph | WD295 3F/50'Cd/230V/1Ph | https://www.zoellerpumps.com/en-us/products/sewage-pumps/commercial/290-series | EA | 1672 |  | 53514447502 | 90 | LB | 21.25 | 11.75 | 14.75 | 18 Months | YES
395-0062 | JX295 3F/200-208V/3Ph/Ex Pr | JX295 3F/200-208V/3Ph/Ex Pr | https://www.zoellerpumps.com/en-us/products/sewage-pumps/commercial/290-series | EA | 3113 |  | 53514466220 | 121 | LB | 32 | 12 | 15 | 18 Months | NO
395-0063 | I295 3F/35'Cd/200-208V/1Ph/cCSAus | I295 3F/35'Cd/200-208V/1Ph/cCSAus | https://www.zoellerpumps.com/en-us/products/sewage-pumps/commercial/290-series | EA | 1547 |  | 53514467524 | 102 | LB | 21.25 | 11.75 | 14.75 | 18 Months | YES
404-0004 | E404 230V/1Ph/cCSAus | E404 230V/1Ph/cCSAus | https://www.zoellerpumps.com/en-us/products/sewage-pumps/commercial/400-series | EA | 1963 |  | 53514091439 | 136 | LB | 45 | 24.5 | 32.75 | 18 Months | NO
404-0005 | F404 230V/3Ph/cCSAus | F404 230V/3Ph/cCSAus | https://www.zoellerpumps.com/en-us/products/sewage-pumps/commercial/400-series | EA | 2078 |  | 53514091446 | 136 | LB | 45 | 24.5 | 32.75 | 18 Months | YES
404-0006 | G404 460V/3Ph/cCSAus | G404 460V/3Ph/cCSAus | https://www.zoellerpumps.com/en-us/products/sewage-pumps/commercial/400-series | EA | 2078 |  | 53514091453 | 136 | LB | 45 | 24.5 | 32.75 | 18 Months | YES
404-0007 | I404 200-208V/1Ph/cCSAus | I404 200-208V/1Ph/cCSAus | https://www.zoellerpumps.com/en-us/products/sewage-pumps/commercial/400-series | EA | 2003 |  | 53514091460 | 136 | LB | 45 | 24.5 | 32.75 | 18 Months | NO
404-0008 | J404 200-208V/3Ph/cCSAus | J404 200-208V/3Ph/cCSAus | https://www.zoellerpumps.com/en-us/products/sewage-pumps/commercial/400-series | EA | 2078 |  | 53514091477 | 136 | LB | 45 | 24.5 | 32.75 | 18 Months | YES
404-0010 | WD404 230V/1Ph/cCSAus | WD404 230V/1Ph/cCSAus | https://www.zoellerpumps.com/en-us/products/sewage-pumps/commercial/400-series | EA | 2055 |  | 53514091491 | 138 | LB | 45 | 24.5 | 32.75 | 18 Months | NO
404-0011 | E404 35'Cd/230V/1Ph/cCSAus | E404 35'Cd/230V/1Ph/cCSAus | https://www.zoellerpumps.com/en-us/products/sewage-pumps/commercial/400-series | EA | 2073 |  | 53514104870 | 139 | LB | 45 | 24.5 | 32.75 | 18 Months | NO
404-0012 | J404 35'Cd/200-208V/3Ph/cCSAus | J404 35'Cd/200-208V/3Ph/cCSAus | https://www.zoellerpumps.com/en-us/products/sewage-pumps/commercial/400-series | EA | 2188 |  | 53514105228 | 139 | LB | 45 | 24.5 | 32.75 | 18 Months | YES
404-0013 | IX404 200-208V/1Ph/Ex Pr/FM/CSA | IX404 200-208V/1Ph/Ex Pr/FM/CSA | https://www.zoellerpumps.com/en-us/products/sewage-pumps/commercial/400-series | EA | 4131 |  | 53514109165 | 175 | LB | 45 | 24.5 | 32.75 | 18 Months | NO
404-0014 | EX404 230V/1Ph/Ex Pr/FM/CSA | EX404 230V/1Ph/Ex Pr/FM/CSA | https://www.zoellerpumps.com/en-us/products/sewage-pumps/commercial/400-series | EA | 4091 |  | 53514109172 | 175 | LB | 45 | 24.5 | 32.75 | 18 Months | NO
404-0015 | JX404 200-208V/3Ph/Ex Pr/FM/CSA | JX404 200-208V/3Ph/Ex Pr/FM/CSA | https://www.zoellerpumps.com/en-us/products/sewage-pumps/commercial/400-series | EA | 4206 |  | 53514109202 | 175 | LB | 45 | 24.5 | 32.75 | 18 Months | NO
404-0016 | FX404 230V/3Ph/Ex Pr/FM/CSA | FX404 230V/3Ph/Ex Pr/FM/CSA | https://www.zoellerpumps.com/en-us/products/sewage-pumps/commercial/400-series | EA | 4206 |  | 53514109219 | 175 | LB | 45 | 24.5 | 32.75 | 18 Months | NO
404-0017 | GX404 460V/3Ph/Ex Pr/FM/CSA | GX404 460V/3Ph/Ex Pr/FM/CSA | https://www.zoellerpumps.com/en-us/products/sewage-pumps/commercial/400-series | EA | 4206 |  | 53514109226 | 175 | LB | 45 | 24.5 | 32.75 | 18 Months | NO
404-0019 | J404 50'Cd/200-208V/3Ph/cCSAus | J404 50'Cd/200-208V/3Ph/cCSAus | https://www.zoellerpumps.com/en-us/products/sewage-pumps/commercial/400-series | EA | 2218 |  | 53514143787 | 142 | LB | 45 | 24.5 | 32.75 | 18 Months | YES
404-0020 | F404 25'Cd/230V/3Ph/cCSAus | F404 25'Cd/230V/3Ph/cCSAus | https://www.zoellerpumps.com/en-us/products/sewage-pumps/commercial/400-series | EA | 2178 |  | 53514156954 | 139 | LB | 45 | 24.5 | 32.75 | 18 Months | YES
404-0021 | G404 25'Cd/460V/3Ph/cCSAus | G404 25'Cd/460V/3Ph/cCSAus | https://www.zoellerpumps.com/en-us/products/sewage-pumps/commercial/400-series | EA | 2178 |  | 53514192006 | 137 | LB | 45 | 24.5 | 32.75 | 18 Months | YES
404-0022 | F404 35'Cd/230V/3Ph/cCSAus | F404 35'Cd/230V/3Ph/cCSAus | https://www.zoellerpumps.com/en-us/products/sewage-pumps/commercial/400-series | EA | 2188 |  | 53514195274 | 140 | LB | 45 | 24.5 | 32.75 | 18 Months | YES
404-0023 | EX404 50'Cd/230V/1Ph/Ex Pr/FM/CSA | EX404 50'Cd/230V/1Ph/Ex Pr/FM/CSA | https://www.zoellerpumps.com/en-us/products/sewage-pumps/commercial/400-series | EA | 4231 |  | 53514209032 | 178 | LB | 45 | 24.5 | 32.75 | 18 Months | NO
404-0024 | WD404 50' Cord/230V/1Ph/cCSAus | WD404 50' Cord/230V/1Ph/cCSAus | https://www.zoellerpumps.com/en-us/products/sewage-pumps/commercial/400-series | EA | 2195 |  | 53514218485 | 138 | LB | 45 | 24.5 | 32.75 | 18 Months | NO
404-0025 | WD404 35' Cord/230V/1Ph/cCSAus | WD404 35' Cord/230V/1Ph/cCSAus | https://www.zoellerpumps.com/en-us/products/sewage-pumps/commercial/400-series | EA | 2165 |  | 53514221928 | 138 | LB | 45 | 24.5 | 32.75 | 18 Months | NO
404-0026 | G404 50'Cd/460V/3Ph/cCSAus | G404 50'Cd/460V/3Ph/cCSAus | https://www.zoellerpumps.com/en-us/products/sewage-pumps/commercial/400-series | EA | 2218 |  | 53514246761 | 137 | LB | 45 | 24.5 | 32.75 | 18 Months | YES
404-0027 | JX404 50'Cd/200-208V/3Ph/Ex Pr/FM/CSA | JX404 50'Cd/200-208V/3Ph/Ex Pr/FM/CSA | https://www.zoellerpumps.com/en-us/products/sewage-pumps/commercial/400-series | EA | 4346 |  | 53514252779 | 178 | LB | 45 | 24.5 | 32.75 | 18 Months | NO
404-0028 | I404 50'Cd/200-208V/1Ph/cCSAus | I404 50'Cd/200-208V/1Ph/cCSAus | https://www.zoellerpumps.com/en-us/products/sewage-pumps/commercial/400-series | EA | 2143 |  | 53514279073 | 138 | LB | 45 | 24.5 | 32.75 | 18 Months | NO
404-0031 | E404 50'Cd/230V/1Ph/cCSAus | E404 50'Cd/230V/1Ph/cCSAus | https://www.zoellerpumps.com/en-us/products/sewage-pumps/commercial/400-series | EA | 2103 |  | 53514310387 | 140 | LB | 45 | 24.5 | 32.75 | 18 Months | NO
404-0032 | GX404 50'Cd/460V/3Ph/Ex Pr/FM/CSA | GX404 50'Cd/460V/3Ph/Ex Pr/FM/CSA | https://www.zoellerpumps.com/en-us/products/sewage-pumps/commercial/400-series | EA | 4346 |  | 53514313920 | 178 | LB | 45 | 24.5 | 32.75 | 18 Months | NO
404-0033 | G404 35'Cd/460V/3Ph/cCSAus | G404 35'Cd/460V/3Ph/cCSAus | https://www.zoellerpumps.com/en-us/products/sewage-pumps/commercial/400-series | EA | 2188 |  | 53514341305 | 0 |  | 0 | 0 | 0 | 18 Months | YES
404-0034 | EX404 35'Cd/230V/1Ph/Ex Pr/FM/CSA | EX404 35'Cd/230V/1Ph/Ex Pr/FM/CSA | https://www.zoellerpumps.com/en-us/products/sewage-pumps/commercial/400-series | EA | 4201 |  | 53514364663 | 178 | LB | 45 | 24.5 | 32.75 | 18 Months | NO
404-0035 | EX404 25'Cd/230V/1Ph/Ex Pr/FM/CSA | EX404 25'Cd/230V/1Ph/Ex Pr/FM/CSA | https://www.zoellerpumps.com/en-us/products/sewage-pumps/commercial/400-series | EA | 4191 |  | 53514381073 | 178 | LB | 45 | 24.5 | 32.75 | 18 Months | NO
404-0036 | I404 35'Cd/200-208V/1Ph/cCSAus | I404 35'Cd/200-208V/1Ph/cCSAus | https://www.zoellerpumps.com/en-us/products/sewage-pumps/commercial/400-series | EA | 2113 |  | 53514389864 | 138 | LB | 45 | 24.5 | 32.75 | 18 Months | NO
404-0037 | FX404 50'Cd/230V/3Ph/Ex Pr/FM/CSA | FX404 50'Cd/230V/3Ph/Ex Pr/FM/CSA | https://www.zoellerpumps.com/en-us/products/sewage-pumps/commercial/400-series | EA | 4346 |  | 53514426064 | 175 | LB | 45 | 24.5 | 32.75 | 18 Months | NO
405-0004 | E405 230V/1Ph/CSA | E405 230V/1Ph/CSA | https://www.zoellerpumps.com/en-us/products/sewage-pumps/commercial/400-series | EA | 2310 |  | 53514025588 | 136 | LB | 45 | 24.5 | 32.75 | 18 Months | NO
405-0006 | I405 200-208V/1Ph/cCSAus | I405 200-208V/1Ph/cCSAus | https://www.zoellerpumps.com/en-us/products/sewage-pumps/commercial/400-series | EA | 2350 |  | 53514025601 | 136 | LB | 45 | 24.5 | 32.75 | 18 Months | NO
405-0007 | J405 200-208V/3Ph/cCSAus | J405 200-208V/3Ph/cCSAus | https://www.zoellerpumps.com/en-us/products/sewage-pumps/commercial/400-series | EA | 2425 |  | 53514025618 | 136 | LB | 45 | 24.5 | 32.75 | 18 Months | YES
405-0008 | F405 230V/3Ph/cCSAus | F405 230V/3Ph/cCSAus | https://www.zoellerpumps.com/en-us/products/sewage-pumps/commercial/400-series | EA | 2425 |  | 53514025625 | 136 | LB | 45 | 24.5 | 32.75 | 18 Months | YES
405-0009 | G405 460V/3Ph/cCSAus | G405 460V/3Ph/cCSAus | https://www.zoellerpumps.com/en-us/products/sewage-pumps/commercial/400-series | EA | 2425 |  | 53514025632 | 136 | LB | 45 | 24.5 | 32.75 | 18 Months | YES
405-0010 | I405 25'Cd/200-208V/1Ph/cCSAus | I405 25'Cd/200-208V/1Ph/cCSAus | https://www.zoellerpumps.com/en-us/products/sewage-pumps/commercial/400-series | EA | 2450 |  | 53514027438 | 138 | LB | 45 | 24.5 | 32.75 | 18 Months | NO
405-0011 | G405 25'Cd/460V/3Ph/cCSAus | G405 25'Cd/460V/3Ph/cCSAus | https://www.zoellerpumps.com/en-us/products/sewage-pumps/commercial/400-series | EA | 2525 |  | 53514027841 | 138 | LB | 45 | 24.5 | 32.75 | 18 Months | YES
405-0014 | E405 25'Cd/230V/1Ph/CSA | E405 25'Cd/230V/1Ph/CSA | https://www.zoellerpumps.com/en-us/products/sewage-pumps/commercial/400-series | EA | 2410 |  | 53514043230 | 138 | LB | 45 | 24.5 | 32.75 | 18 Months | NO
405-0015 | E405 50'Cd/230V/1Ph/CSA | E405 50'Cd/230V/1Ph/CSA | https://www.zoellerpumps.com/en-us/products/sewage-pumps/commercial/400-series | EA | 2450 |  | 53514045746 | 146 | LB | 45 | 24.5 | 32.75 | 18 Months | NO
405-0016 | J405 50'Cd/200-208V/3Ph/cCSAus | J405 50'Cd/200-208V/3Ph/cCSAus | https://www.zoellerpumps.com/en-us/products/sewage-pumps/commercial/400-series | EA | 2565 |  | 53514048501 | 146 | LB | 45 | 24.5 | 32.75 | 18 Months | YES
405-0017 | G405 50'Cd/460V/3Ph/cCSAus | G405 50'Cd/460V/3Ph/cCSAus | https://www.zoellerpumps.com/en-us/products/sewage-pumps/commercial/400-series | EA | 2565 |  | 53514053932 | 148 | LB | 45 | 24.5 | 32.75 | 18 Months | YES
405-0018 | F405 25'Cd/230V/3Ph/cCSAus | F405 25'Cd/230V/3Ph/cCSAus | https://www.zoellerpumps.com/en-us/products/sewage-pumps/commercial/400-series | EA | 2525 |  | 53514056278 | 138 | LB | 45 | 24.5 | 32.75 | 18 Months | YES
405-0019 | E405 35'Cd/230V/1Ph/CSA | E405 35'Cd/230V/1Ph/CSA | https://www.zoellerpumps.com/en-us/products/sewage-pumps/commercial/400-series | EA | 2420 |  | 53514056469 | 141 | LB | 45 | 24.5 | 32.75 | 18 Months | NO
405-0022 | I405 50'Cd/200-208V/1Ph/cCSAus | I405 50'Cd/200-208V/1Ph/cCSAus | https://www.zoellerpumps.com/en-us/products/sewage-pumps/commercial/400-series | EA | 2490 |  | 53514081720 | 146 | LB | 45 | 24.5 | 32.75 | 18 Months | NO
405-0023 | WD405 230V/1Ph/CSA | WD405 230V/1Ph/CSA | https://www.zoellerpumps.com/en-us/products/sewage-pumps/commercial/400-series | EA | 2358 |  | 53514090111 | 139 | LB | 45 | 24.5 | 32.75 | 18 Months | NO
405-0024 | J405 25'Cd/200-208V/3Ph/cCSAus | J405 25'Cd/200-208V/3Ph/cCSAus | https://www.zoellerpumps.com/en-us/products/sewage-pumps/commercial/400-series | EA | 2525 |  | 53514100735 | 138 | LB | 45 | 24.5 | 32.75 | 18 Months | YES
405-0025 | WD405 35'Cd/230V/1Ph/CSA | WD405 35'Cd/230V/1Ph/CSA | https://www.zoellerpumps.com/en-us/products/sewage-pumps/commercial/400-series | EA | 2468 |  | 53514105020 | 140 | LB | 45 | 24.5 | 32.75 | 18 Months | NO
405-0026 | G405 35'Cd/460V/3Ph/cCSAus | G405 35'Cd/460V/3Ph/cCSAus | https://www.zoellerpumps.com/en-us/products/sewage-pumps/commercial/400-series | EA | 2535 |  | 53514105129 | 146 | LB | 45 | 24.5 | 32.75 | 18 Months | YES
405-0027 | IX405 200-208V/1Ph/Ex Pr/FM/CSA | IX405 200-208V/1Ph/Ex Pr/FM/CSA | https://www.zoellerpumps.com/en-us/products/sewage-pumps/commercial/400-series | EA | 4856 |  | 53514109189 | 175 | LB | 45 | 24.5 | 32.75 | 18 Months | NO
405-0028 | EX405 230V/1Ph/Ex Pr/FM/CSA | EX405 230V/1Ph/Ex Pr/FM/CSA | https://www.zoellerpumps.com/en-us/products/sewage-pumps/commercial/400-series | EA | 4816 |  | 53514109196 | 175 | LB | 45 | 24.5 | 32.75 | 18 Months | NO
405-0029 | JX405 200-208V/3Ph/Ex Pr/FM/CSA | JX405 200-208V/3Ph/Ex Pr/FM/CSA | https://www.zoellerpumps.com/en-us/products/sewage-pumps/commercial/400-series | EA | 4931 |  | 53514109240 | 175 | LB | 45 | 24.5 | 32.75 | 18 Months | NO
405-0030 | FX405 230V/3Ph/Ex Pr/FM/CSA | FX405 230V/3Ph/Ex Pr/FM/CSA | https://www.zoellerpumps.com/en-us/products/sewage-pumps/commercial/400-series | EA | 4931 |  | 53514109257 | 175 | LB | 45 | 24.5 | 32.75 | 18 Months | NO
405-0031 | GX405 460V/3Ph/Ex Pr/FM/CSA | GX405 460V/3Ph/Ex Pr/FM/CSA | https://www.zoellerpumps.com/en-us/products/sewage-pumps/commercial/400-series | EA | 4931 |  | 53514109264 | 175 | LB | 45 | 24.5 | 32.75 | 18 Months | NO
405-0033 | WD405 50'Cd/230V/1Ph/CSA | WD405 50'Cd/230V/1Ph/CSA | https://www.zoellerpumps.com/en-us/products/sewage-pumps/commercial/400-series | EA | 2498 |  | 53514115982 | 140 | LB | 45 | 24.5 | 32.75 | 18 Months | NO
405-0036 | J405 35'Cd/200-208V/3Ph/cCSAus | J405 35'Cd/200-208V/3Ph/cCSAus | https://www.zoellerpumps.com/en-us/products/sewage-pumps/commercial/400-series | EA | 2535 |  | 53514194581 | 143 | LB | 45 | 24.5 | 32.75 | 18 Months | YES
405-0038 | EX405 50'Cd/230V/1Ph/Ex Pr/FM/CSA | EX405 50'Cd/230V/1Ph/Ex Pr/FM/CSA | https://www.zoellerpumps.com/en-us/products/sewage-pumps/commercial/400-series | EA | 4956 |  | 53514208912 | 178 | LB | 45 | 24.5 | 32.75 | 18 Months | NO
405-0040 | I405 35'Cd/200-208V/1Ph/cCSAus | I405 35'Cd/200-208V/1Ph/cCSAus | https://www.zoellerpumps.com/en-us/products/sewage-pumps/commercial/400-series | EA | 2460 |  | 53514232771 | 138 | LB | 45 | 24.5 | 32.75 | 18 Months | NO
405-0041 | JX405 50'CD/200-208V/3Ph/Ex Pr/FM/CSA | JX405 50'CD/200-208V/3Ph/Ex Pr/FM/CSA | https://www.zoellerpumps.com/en-us/products/sewage-pumps/commercial/400-series | EA | 5071 |  | 53514239213 | 178 | LB | 45 | 24.5 | 32.75 | 18 Months | NO
405-0042 | EX405 35'Cd/230V/1Ph/Ex Pr/FM/CSA | EX405 35'Cd/230V/1Ph/Ex Pr/FM/CSA | https://www.zoellerpumps.com/en-us/products/sewage-pumps/commercial/400-series | EA | 4926 |  | 53514259006 | 177 | LB | 45 | 24.5 | 32.75 | 18 Months | NO
405-0043 | F405 35'Cd/230V/3Ph/cCSAus | F405 35'Cd/230V/3Ph/cCSAus | https://www.zoellerpumps.com/en-us/products/sewage-pumps/commercial/400-series | EA | 2535 |  | 53514270575 | 138 | LB | 45 | 24.5 | 32.75 | 18 Months | YES
405-0044 | F405 50'Cd/230V/3Ph/cCSAus | F405 50'Cd/230V/3Ph/cCSAus | https://www.zoellerpumps.com/en-us/products/sewage-pumps/commercial/400-series | EA | 2565 |  | 53514280833 | 140 | LB | 45 | 24.5 | 32.75 | 18 Months | YES
405-0047 | EX405 25'Cd/230V/1Ph/Ex Pr/FM/CSA | EX405 25'Cd/230V/1Ph/Ex Pr/FM/CSA | https://www.zoellerpumps.com/en-us/products/sewage-pumps/commercial/400-series | EA | 4916 |  | 53514322502 | 177 | LB | 45 | 24.5 | 32.75 | 18 Months | NO
4140-0002 | N4140 115V/1Ph/DS/cCSAus | N4140 115V/1Ph/DS/cCSAus | https://www.zoellerpumps.com/en-us/products/sump-effluent-pumps/effluent/140-series | EA | 898 |  | 53514057824 | 65 | LB | 20.5 | 11 | 13.75 | 18 Months | NO
4140-0004 | E4140 230V/1Ph/Dbl Sl/cCSAus | E4140 230V/1Ph/Dbl Sl/cCSAus | https://www.zoellerpumps.com/en-us/products/sump-effluent-pumps/effluent/140-series | EA | 946 |  | 53514062583 | 65 | LB | 20.5 | 11 | 13.75 | 18 Months | NO
4140-0007 | BN4140 115V/1Ph/Dbl Sl/Pb15'/cCSAus | BN4140 115V/1Ph/Dbl Sl/Pb15'/cCSAus | https://www.zoellerpumps.com/en-us/products/sump-effluent-pumps/effluent/140-series | EA | 930 |  | 53514077440 | 66 | LB | 20.5 | 11 | 13.75 | 18 Months | NO
4140-0008 | BE4140 230V/1Ph/DS/Pb15'/cCSAus | BE4140 230V/1Ph/DS/Pb15'/cCSAus | https://www.zoellerpumps.com/en-us/products/sump-effluent-pumps/effluent/140-series | EA | 978 |  | 53514105860 | 66 | LB | 20.5 | 11 | 13.75 | 18 Months | NO
4140-0009 | N4140 25'Cd/115V/1Ph/DS/cCSAus | N4140 25'Cd/115V/1Ph/DS/cCSAus | https://www.zoellerpumps.com/en-us/products/sump-effluent-pumps/effluent/140-series | EA | 953 |  | 53514105921 | 66 | LB | 20.5 | 11 | 13.75 | 18 Months | NO
4140-0010 | E4140 25'Cd/230V/1Ph/DS/cCSAus | E4140 25'Cd/230V/1Ph/DS/cCSAus | https://www.zoellerpumps.com/en-us/products/sump-effluent-pumps/effluent/140-series | EA | 1001 |  | 53514183608 | 66 | LB | 20.5 | 11 | 13.75 | 18 Months | NO
4140-0011 | E4140 50'Cd/230V/1Ph/DS/cCSAus | E4140 50'Cd/230V/1Ph/DS/cCSAus | https://www.zoellerpumps.com/en-us/products/sump-effluent-pumps/effluent/140-series | EA | 1046 |  | 53514204051 | 68 | LB | 20.5 | 11 | 13.75 | 18 Months | NO
4140-0012 | E4140 35'Cd/230V/1Ph/DS/cCSAus | E4140 35'Cd/230V/1Ph/DS/cCSAus | https://www.zoellerpumps.com/en-us/products/sump-effluent-pumps/effluent/140-series | EA | 1021 |  | 53514255121 | 66 | LB | 20.5 | 11 | 13.75 | 18 Months | NO
4140-0015 | N4140 35'Cd/115V/1Ph/DS/cCSAus | N4140 35'Cd/115V/1Ph/DS/cCSAus | https://www.zoellerpumps.com/en-us/products/sump-effluent-pumps/effluent/140-series | EA | 973 |  | 53514343644 | 66 | LB | 20.5 | 11 | 13.75 | 18 Months | NO
4140-0016 | BN4140 35'Cd/115V/1Ph/Dbl Sl/Pb35'/cCSAus | BN4140 35'Cd/115V/1Ph/Dbl Sl/Pb35'/cCSAus | https://www.zoellerpumps.com/en-us/products/sump-effluent-pumps/effluent/140-series | EA | 1005 |  | 53514449766 | 66 | LB | 20.5 | 11 | 13.75 | 18 Months | NO
4145-0002 | N4145 115V/1Ph/60Hz/DS/HH Centrifugal/cCSAus | N4145 115V/1Ph/60Hz/DS/HH Centrifugal/cCSAus | https://www.zoellerpumps.com/en-us/products/sump-effluent-pumps/effluent/140-series | EA | 898 |  | 53514217556 | 63 | LB | 16.5 | 11 | 13.75 | 18 Months | NO
4145-0004 | E4145 230V/1Ph/Dbl Sl/HHCentrifugal/cCSAus | E4145 230V/1Ph/Dbl Sl/HHCentrifugal/cCSAus | https://www.zoellerpumps.com/en-us/products/sump-effluent-pumps/effluent/140-series | EA | 956 |  | 53514317263 | 63 | LB | 20.5 | 11 | 13.75 | 18 Months | NO
4145-0005 | BN4145 115V/1Ph/60Hz/Dbl Sl/HHCentrifugal/cCSAus | BN4145 115V/1Ph/60Hz/Dbl Sl/HHCentrifugal/cCSAus | https://www.zoellerpumps.com/en-us/products/sump-effluent-pumps/effluent/140-series | EA | 933 |  | 53514238377 | 64 | LB | 16.5 | 11 | 13.75 | 18 Months | NO
4145-0009 | N4145 35'Cd/115V/1Ph/60Hz/DS/HH Centrifugal/cCSAus | N4145 35'Cd/115V/1Ph/60Hz/DS/HH Centrifugal/cCSAus | https://www.zoellerpumps.com/en-us/products/sump-effluent-pumps/effluent/140-series | EA | 1008 |  | 53514355470 | 67 | LB | 16.5 | 11 | 13.75 | 18 Months | NO
4161-0002 | N4161 115V/1Ph/DS/cCSAus | N4161 115V/1Ph/DS/cCSAus | https://www.zoellerpumps.com/en-us/products/sump-effluent-pumps/commercial/160-series | EA | 1317 |  | 53514050412 | 89 | LB | 22.62 | 11.75 | 14.75 | 18 Months | NO
4161-0004 | E4161 230V/1Ph/DS/cCSAus/UL | E4161 230V/1Ph/DS/cCSAus/UL | https://www.zoellerpumps.com/en-us/products/sump-effluent-pumps/commercial/160-series | EA | 1343 |  | 53514050429 | 89 | LB | 22.62 | 11.75 | 14.75 | 18 Months | NO
4161-0005 | I4161 200-208V/1Ph/DS/cCSAus | I4161 200-208V/1Ph/DS/cCSAus | https://www.zoellerpumps.com/en-us/products/sump-effluent-pumps/commercial/160-series | EA | 1383 |  | 53514050436 | 89 | LB | 22.62 | 11.75 | 14.75 | 18 Months | NO
4161-0006 | J4161 200-208V/3Ph/DS/cCSAus/UL | J4161 200-208V/3Ph/DS/cCSAus/UL | https://www.zoellerpumps.com/en-us/products/sump-effluent-pumps/commercial/160-series | EA | 1458 |  | 53514050443 | 89 | LB | 22.62 | 11.75 | 14.75 | 18 Months | YES
4161-0007 | F4161 230V/3Ph/cCSAus/DS/UL | F4161 230V/3Ph/cCSAus/DS/UL | https://www.zoellerpumps.com/en-us/products/sump-effluent-pumps/commercial/160-series | EA | 1458 |  | 53514050450 | 89 | LB | 22.62 | 11.75 | 14.75 | 18 Months | NO
4161-0008 | G4161 460V/3Ph/DS/cCSAus/UL | G4161 460V/3Ph/DS/cCSAus/UL | https://www.zoellerpumps.com/en-us/products/sump-effluent-pumps/commercial/160-series | EA | 1458 |  | 53514050467 | 89 | LB | 22.62 | 11.75 | 14.75 | 18 Months | NO
4161-0017 | G4161 50'Cd/460V/3Ph/DS/cCSAus/UL | G4161 50'Cd/460V/3Ph/DS/cCSAus/UL | https://www.zoellerpumps.com/en-us/products/sump-effluent-pumps/commercial/160-series | EA | 1598 |  | 53514098384 | 98 | LB | 22.62 | 11.75 | 14.75 | 18 Months | NO
4161-0018 | N4161 25'Cd/115V/1Ph/DS/cCSAus | N4161 25'Cd/115V/1Ph/DS/cCSAus | https://www.zoellerpumps.com/en-us/products/sump-effluent-pumps/commercial/160-series | EA | 1417 |  | 53514117436 | 89 | LB | 22.62 | 11.75 | 14.75 | 18 Months | NO
4161-0019 | N4161 35'Cd/115V/1Ph/DS/cCSAus | N4161 35'Cd/115V/1Ph/DS/cCSAus | https://www.zoellerpumps.com/en-us/products/sump-effluent-pumps/commercial/160-series | EA | 1427 |  | 53514126735 | 89 | LB | 22.62 | 11.75 | 14.75 | 18 Months | NO
4161-0022 | G4161 35'Cd/460V/3Ph/DS/cCSAus/UL | G4161 35'Cd/460V/3Ph/DS/cCSAus/UL | https://www.zoellerpumps.com/en-us/products/sump-effluent-pumps/commercial/160-series | EA | 1568 |  | 53514169565 | 100 | LB | 22.62 | 11.75 | 14.75 | 18 Months | NO
4161-0024 | N4161 50'Cd/115V/1Ph/DS/cCSAus | N4161 50'Cd/115V/1Ph/DS/cCSAus | https://www.zoellerpumps.com/en-us/products/sump-effluent-pumps/commercial/160-series | EA | 1457 |  | 53514189402 | 93 | LB |  |  |  | 18 Months | NO
4161-0025 | E4161 50'Cd/230V/1Ph/DS/cCSAus/UL | E4161 50'Cd/230V/1Ph/DS/cCSAus/UL | https://www.zoellerpumps.com/en-us/products/sump-effluent-pumps/commercial/160-series | EA | 1483 |  | 53514193973 | 92 | LB |  |  |  | 18 Months | NO
4161-0026 | E4161 25'Cd/230V/1Ph/DS/cCSAus/UL | E4161 25'Cd/230V/1Ph/DS/cCSAus/UL | https://www.zoellerpumps.com/en-us/products/sump-effluent-pumps/commercial/160-series | EA | 1443 |  | 53514200220 | 91 | LB | 22.62 | 11.75 | 14.75 | 18 Months | NO
4161-0028 | F4161 35'Cd/230V/3Ph/DS/cCSAus/UL | F4161 35'Cd/230V/3Ph/DS/cCSAus/UL | https://www.zoellerpumps.com/en-us/products/sump-effluent-pumps/commercial/160-series | EA | 1568 |  | 53514287276 | 90 | LB | 22.62 | 11.75 | 14.75 | 18 Months | NO
4161-0030 | E4161 35'Cd/230V/1Ph/DS/cCSAus/UL | E4161 35'Cd/230V/1Ph/DS/cCSAus/UL | https://www.zoellerpumps.com/en-us/products/sump-effluent-pumps/commercial/160-series | EA | 1579 |  | 53514364946 | 91 | LB | 22.62 | 11.75 | 14.75 | 18 Months | NO
4161-0032 | J4161 50'Cd/200-208V/3Ph/DS/cCSAus | J4161 50'Cd/200-208V/3Ph/DS/cCSAus | https://www.zoellerpumps.com/en-us/products/sump-effluent-pumps/commercial/160-series | EA | 1598 |  | 53514472412 | 90 | LB | 22.62 | 11.75 | 14.75 | 18 Months | NO
4163-0002 | N4163 115V/1Ph/DS/cCSAus | N4163 115V/1Ph/DS/cCSAus | https://www.zoellerpumps.com/en-us/products/sump-effluent-pumps/commercial/160-series | EA | 1317 |  | 53514050535 | 89 | LB | 22.62 | 11.75 | 14.75 | 18 Months | NO
4163-0004 | E4163 230V/1Ph/Dbl Sl/cCSAus/UL | E4163 230V/1Ph/Dbl Sl/cCSAus/UL | https://www.zoellerpumps.com/en-us/products/sump-effluent-pumps/commercial/160-series | EA | 1343 |  | 53514050542 | 89 | LB | 22.62 | 11.75 | 14.75 | 18 Months | NO
4163-0005 | I4163 200-208V/1Ph/DS/cCSAus | I4163 200-208V/1Ph/DS/cCSAus | https://www.zoellerpumps.com/en-us/products/sump-effluent-pumps/commercial/160-series | EA | 1383 |  | 53514050559 | 89 | LB | 22.62 | 11.75 | 14.75 | 18 Months | NO
4163-0006 | J4163 200-208V/3Ph/DS/cCSAus/UL | J4163 200-208V/3Ph/DS/cCSAus/UL | https://www.zoellerpumps.com/en-us/products/sump-effluent-pumps/commercial/160-series | EA | 1458 |  | 53514050566 | 89 | LB | 22.62 | 11.75 | 14.75 | 18 Months | NO
4163-0007 | F4163 230V/3Ph/DS/cCSAus/UL | F4163 230V/3Ph/DS/cCSAus/UL | https://www.zoellerpumps.com/en-us/products/sump-effluent-pumps/commercial/160-series | EA | 1458 |  | 53514050573 | 89 | LB | 22.62 | 11.75 | 14.75 | 18 Months | NO
4163-0008 | G4163 460V/3Ph/DS/cCSAus/UL | G4163 460V/3Ph/DS/cCSAus/UL | https://www.zoellerpumps.com/en-us/products/sump-effluent-pumps/commercial/160-series | EA | 1458 |  | 53514050580 | 89 | LB | 22.62 | 11.75 | 14.75 | 18 Months | NO
4163-0015 | N4163 50'Cd/115V/1Ph/DS/cCSAus | N4163 50'Cd/115V/1Ph/DS/cCSAus | https://www.zoellerpumps.com/en-us/products/sump-effluent-pumps/commercial/160-series | EA | 1457 |  | 53514060855 | 98 | LB | 22.62 | 11.75 | 14.75 | 18 Months | NO
4163-0020 | G4163 35'Cd/460V/3Ph/DS/cCSAus/UL | G4163 35'Cd/460V/3Ph/DS/cCSAus/UL | https://www.zoellerpumps.com/en-us/products/sump-effluent-pumps/commercial/160-series | EA | 1458 |  | 53514127695 | 92 | LB | 22.62 | 11.75 | 14.75 | 18 Months | NO
4163-0022 | N4163 25'Cd/115V/1Ph/DS/cCSAus | N4163 25'Cd/115V/1Ph/DS/cCSAus | https://www.zoellerpumps.com/en-us/products/sump-effluent-pumps/commercial/160-series | EA | 1417 |  | 53514185909 | 93 | LB |  |  |  | 18 Months | NO
4163-0023 | E4163 50'Cd/230V/1Ph/DS/cCSAus/UL | E4163 50'Cd/230V/1Ph/DS/cCSAus/UL | https://www.zoellerpumps.com/en-us/products/sump-effluent-pumps/commercial/160-series | EA | 1483 |  | 53514248390 | 92 | LB | 22.62 | 11.75 | 14.75 | 18 Months | NO
4163-0024 | G4163 50'CD/460V/3PH/DS/cCSAus/UL | G4163 50'CD/460V/3PH/DS/cCSAus/UL | https://www.zoellerpumps.com/en-us/products/sump-effluent-pumps/commercial/160-series | EA | 1598 |  | 53514258481 | 89 | LB | 22.62 | 11.75 | 14.75 | 18 Months | NO
4163-0026 | F4163 35'Cd/230V/3Ph/DS/cCSAus/UL | F4163 35'Cd/230V/3Ph/DS/cCSAus/UL | https://www.zoellerpumps.com/en-us/products/sump-effluent-pumps/commercial/160-series | EA | 1568 |  | 53514321581 | 90 | LB | 22.62 | 11.75 | 14.75 | 18 Months | NO
4163-0028 | J4163 35'Cd/200-208V/3Ph/DS/cCSAus/UL | J4163 35'Cd/200-208V/3Ph/DS/cCSAus/UL | https://www.zoellerpumps.com/en-us/products/sump-effluent-pumps/commercial/160-series | EA | 1568 |  | 53514418908 | 90 | LB | 22.62 | 11.75 | 14.75 | 18 Months | NO
4165-0004 | E4165 230V/1Ph/Dbl Sl/cCSAus/UL | E4165 230V/1Ph/Dbl Sl/cCSAus/UL | https://www.zoellerpumps.com/en-us/products/sump-effluent-pumps/commercial/160-series | EA | 1484 |  | 53514050658 | 89 | LB | 22.62 | 11.75 | 14.75 | 18 Months | NO
4165-0005 | I4165 200-208V/1Ph/DS/cCSAus | I4165 200-208V/1Ph/DS/cCSAus | https://www.zoellerpumps.com/en-us/products/sump-effluent-pumps/commercial/160-series | EA | 1524 |  | 53514050665 | 89 | LB | 22.62 | 11.75 | 14.75 | 18 Months | NO
4165-0006 | J4165 200-208V/3Ph/DS/cCSAus/UL | J4165 200-208V/3Ph/DS/cCSAus/UL | https://www.zoellerpumps.com/en-us/products/sump-effluent-pumps/commercial/160-series | EA | 1599 |  | 53514050672 | 89 | LB | 22.62 | 11.75 | 14.75 | 18 Months | NO
4165-0007 | F4165 230V/3Ph/DS/cCSAus/UL | F4165 230V/3Ph/DS/cCSAus/UL | https://www.zoellerpumps.com/en-us/products/sump-effluent-pumps/commercial/160-series | EA | 1599 |  | 53514050689 | 89 | LB | 22.62 | 11.75 | 14.75 | 18 Months | NO
4165-0008 | G4165 460V/3Ph/DS/cCSAus/UL | G4165 460V/3Ph/DS/cCSAus/UL | https://www.zoellerpumps.com/en-us/products/sump-effluent-pumps/commercial/160-series | EA | 1599 |  | 53514050696 | 89 | LB | 22.62 | 11.75 | 14.75 | 18 Months | NO
4165-0015 | G4165 50'Cd/460V/3Ph/DS/cCSAus/UL | G4165 50'Cd/460V/3Ph/DS/cCSAus/UL | https://www.zoellerpumps.com/en-us/products/sump-effluent-pumps/commercial/160-series | EA | 1739 |  | 53514095604 | 98 | LB | 22.62 | 11.75 | 14.75 | 18 Months | NO
4165-0016 | I4165 35'Cd/200-208V/1Ph/DS/cCSAus | I4165 35'Cd/200-208V/1Ph/DS/cCSAus | https://www.zoellerpumps.com/en-us/products/sump-effluent-pumps/commercial/160-series | EA | 1634 |  | 53514175429 | 91 | LB | 22.62 | 11.75 | 14.75 | 18 Months | NO
4165-0017 | E4165 35'Cd/230V/1Ph/DS/cCSAus/UL | E4165 35'Cd/230V/1Ph/DS/cCSAus/UL | https://www.zoellerpumps.com/en-us/products/sump-effluent-pumps/commercial/160-series | EA | 1594 |  | 53514196004 | 90 | LB | 22.62 | 11.75 | 14.75 | 18 Months | NO
4165-0018 | G4165 25'Cd/460V/3Ph/DS/cCSAus/UL | G4165 25'Cd/460V/3Ph/DS/cCSAus/UL | https://www.zoellerpumps.com/en-us/products/sump-effluent-pumps/commercial/160-series | EA | 1699 |  | 53514210717 | 98 | LB | 22.62 | 11.75 | 14.75 | 18 Months | NO
4165-0020 | J4165 35'Cd/200-208V/3Ph/DS/cCSAus/UL | J4165 35'Cd/200-208V/3Ph/DS/cCSAus/UL | https://www.zoellerpumps.com/en-us/products/sump-effluent-pumps/commercial/160-series | EA | 1709 |  | 53514305178 | 91 | LB | 22.62 | 11.75 | 14.75 | 18 Months | NO
4165-0021 | I4165 50'Cd/200-208V/1Ph/DS/cCSAus | I4165 50'Cd/200-208V/1Ph/DS/cCSAus | https://www.zoellerpumps.com/en-us/products/sump-effluent-pumps/commercial/160-series | EA | 1664 |  | 53514309732 | 93 | LB | 22.62 | 11.75 | 14.75 | 18 Months | NO
4165-0023 | J4165 50'Cd/200-208V/3Ph/DS/cCSAus/UL | J4165 50'Cd/200-208V/3Ph/DS/cCSAus/UL | https://www.zoellerpumps.com/en-us/products/sump-effluent-pumps/commercial/160-series | EA | 1739 |  | 53514362423 | 91 | LB | 22.62 | 11.75 | 14.75 | 18 Months | NO
4165-0025 | E4165 50'Cd/230V/1Ph/DS/cCSAus/UL | E4165 50'Cd/230V/1Ph/DS/cCSAus/UL | https://www.zoellerpumps.com/en-us/products/sump-effluent-pumps/commercial/160-series | EA | 1624 |  | 53514451202 | 90 | LB | 22.62 | 11.75 | 14.75 | 18 Months | YES
4185-0004 | E4185 230V/1Ph/DS/cCSAus/UL | E4185 230V/1Ph/DS/cCSAus/UL | https://www.zoellerpumps.com/en-us/products/sump-effluent-pumps/commercial/180-190-series | EA | 1461 |  | 53514050757 | 92 | LB | 22.62 | 11.75 | 14.75 | 18 Months | NO
4185-0005 | I4185 200-208V/1Ph/DS/cCSAus | I4185 200-208V/1Ph/DS/cCSAus | https://www.zoellerpumps.com/en-us/products/sump-effluent-pumps/commercial/180-190-series | EA | 1501 |  | 53514050764 | 92 | LB | 22.62 | 11.75 | 14.75 | 18 Months | NO
4185-0006 | J4185 200-208V/3Ph/DS/cCSAus/UL | J4185 200-208V/3Ph/DS/cCSAus/UL | https://www.zoellerpumps.com/en-us/products/sump-effluent-pumps/commercial/180-190-series | EA | 1576 |  | 53514050771 | 92 | LB | 22.62 | 11.75 | 14.75 | 18 Months | NO
4185-0007 | F4185 230V/3Ph/DS/cCSAus/UL | F4185 230V/3Ph/DS/cCSAus/UL | https://www.zoellerpumps.com/en-us/products/sump-effluent-pumps/commercial/180-190-series | EA | 1576 |  | 53514050788 | 92 | LB | 22.62 | 11.75 | 14.75 | 18 Months | NO
4185-0008 | G4185 460V/3Ph/DS/cCSAus/UL | G4185 460V/3Ph/DS/cCSAus/UL | https://www.zoellerpumps.com/en-us/products/sump-effluent-pumps/commercial/180-190-series | EA | 1576 |  | 53514050795 | 92 | LB | 22.62 | 11.75 | 14.75 | 18 Months | NO
4185-0014 | J4185 50'Cd/200-208V/3Ph/DS/cCSAus/UL | J4185 50'Cd/200-208V/3Ph/DS/cCSAus/UL | https://www.zoellerpumps.com/en-us/products/sump-effluent-pumps/commercial/180-190-series | EA | 1716 |  | 53514258320 | 93 | LB | 22.625 | 11.75 | 14.75 | 18 Months | NO
4185-0015 | E4185 35'Cd/230V/1Ph/Dbl Sl/cCSAus/UL | E4185 35'Cd/230V/1Ph/Dbl Sl/cCSAus/UL | https://www.zoellerpumps.com/en-us/products/sump-effluent-pumps/commercial/180-190-series | EA | 1571 |  | 53514339760 | 92 | LB | 22.62 | 11.75 | 14.75 | 18 Months | NO
4185-0017 | G4185 50'Cd/460V/3Ph/DS/cCSAus/UL | G4185 50'Cd/460V/3Ph/DS/cCSAus/UL | https://www.zoellerpumps.com/en-us/products/sump-effluent-pumps/commercial/180-190-series | EA | 1716 |  | 53514358563 | 95 | LB | 22.62 | 11.75 | 14.75 | 18 Months | NO
4185-0019 | I4185 50'Cd/200-208V/1Ph/DS/cCSAus | I4185 50'Cd/200-208V/1Ph/DS/cCSAus | https://www.zoellerpumps.com/en-us/products/sump-effluent-pumps/commercial/180-190-series | EA | 1641 |  | 53514418380 | 92 | LB | 22.62 | 11.75 | 14.75 | 18 Months | NO
4186-0004 | E4186 230V/1Ph/DS/CSA | E4186 230V/1Ph/DS/CSA | https://www.zoellerpumps.com/en-us/products/sump-effluent-pumps/commercial/180-190-series | EA | 1634 |  | 53514050856 | 97 | LB | 22.62 | 11.75 | 14.75 | 18 Months | NO
4186-0005 | F4186 230V/3Ph/DS/cCSAus | F4186 230V/3Ph/DS/cCSAus | https://www.zoellerpumps.com/en-us/products/sump-effluent-pumps/commercial/180-190-series | EA | 1749 |  | 53514050863 | 97 | LB | 22.62 | 11.75 | 14.75 | 18 Months | NO
4186-0006 | G4186 460V/3Ph/DS/cCSAus | G4186 460V/3Ph/DS/cCSAus | https://www.zoellerpumps.com/en-us/products/sump-effluent-pumps/commercial/180-190-series | EA | 1749 |  | 53514050870 | 97 | LB | 22.62 | 11.75 | 14.75 | 18 Months | NO
4186-0010 | J4186 200-208V/3Ph/DS/cCSAus | J4186 200-208V/3Ph/DS/cCSAus | https://www.zoellerpumps.com/en-us/products/sump-effluent-pumps/commercial/180-190-series | EA | 1749 |  | 53514206987 | 97 | LB | 0 | 0 | 0 | 18 Months | NO
4186-0011 | G4186 35'Cd/460V/3Ph/DS/cCSAus | G4186 35'Cd/460V/3Ph/DS/cCSAus | https://www.zoellerpumps.com/en-us/products/sump-effluent-pumps/commercial/180-190-series | EA | 1859 |  | 53514312312 | 97 | LB | 22.62 | 11.75 | 14.75 | 18 Months | NO
4186-0012 | E4186 35'Cd/230V/1Ph/Dbl Sl/CSA | E4186 35'Cd/230V/1Ph/Dbl Sl/CSA | https://www.zoellerpumps.com/en-us/products/sump-effluent-pumps/commercial/180-190-series | EA | 1744 |  | 53514337599 | 98 | LB | 22.62 | 11.75 | 14.75 | 18 Months | NO
4186-0014 | I4186 200-208V/1Ph/DS/cCSAus | I4186 200-208V/1Ph/DS/cCSAus | https://www.zoellerpumps.com/en-us/products/sump-effluent-pumps/commercial/180-190-series | EA | 1674 |  | 53514423254 | 97 | LB | 22.62 | 11.75 | 14.75 | 18 Months | NO
4188-0004 | E4188 230V/1Ph/Dbl Sl/CSA | E4188 230V/1Ph/Dbl Sl/CSA | https://www.zoellerpumps.com/en-us/products/sump-effluent-pumps/commercial/180-190-series | EA | 1634 |  | 53514050917 | 97 | LB | 22.62 | 11.75 | 14.75 | 18 Months | NO
4188-0005 | I4188 200-208V/1Ph/DS/cCSAus | I4188 200-208V/1Ph/DS/cCSAus | https://www.zoellerpumps.com/en-us/products/sump-effluent-pumps/commercial/180-190-series | EA | 1674 |  | 53514050924 | 97 | LB | 22.62 | 11.75 | 14.75 | 18 Months | NO
4188-0006 | J4188 200-208V/3Ph/DS/cCSAus/UL | J4188 200-208V/3Ph/DS/cCSAus/UL | https://www.zoellerpumps.com/en-us/products/sump-effluent-pumps/commercial/180-190-series | EA | 1749 |  | 53514050931 | 97 | LB | 22.62 | 11.75 | 14.75 | 18 Months | NO
4188-0007 | F4188 230V/3Ph/DS/cCSAus/UL | F4188 230V/3Ph/DS/cCSAus/UL | https://www.zoellerpumps.com/en-us/products/sump-effluent-pumps/commercial/180-190-series | EA | 1749 |  | 53514050948 | 97 | LB | 22.62 | 11.75 | 14.75 | 18 Months | NO
4188-0008 | G4188 460V/3Ph/DS/cCSAus/UL | G4188 460V/3Ph/DS/cCSAus/UL | https://www.zoellerpumps.com/en-us/products/sump-effluent-pumps/commercial/180-190-series | EA | 1749 |  | 53514050955 | 97 | LB | 22.62 | 11.75 | 14.75 | 18 Months | NO
4188-0014 | J4188 35'Cd/200-208V/3Ph/DS/cCSAus/UL | J4188 35'Cd/200-208V/3Ph/DS/cCSAus/UL | https://www.zoellerpumps.com/en-us/products/sump-effluent-pumps/commercial/180-190-series | EA | 1859 |  | 53514079499 | 101 | LB | 22.62 | 11.75 | 14.75 | 18 Months | NO
4188-0015 | G4188 35'Cd/460V/3Ph/DS/cCSAus/UL | G4188 35'Cd/460V/3Ph/DS/cCSAus/UL | https://www.zoellerpumps.com/en-us/products/sump-effluent-pumps/commercial/180-190-series | EA | 1859 |  | 53514084059 | 97 | LB | 22.62 | 11.75 | 14.75 | 18 Months | NO
4188-0017 | E4188 35'Cd/230V/1Ph/DS/CSA | E4188 35'Cd/230V/1Ph/DS/CSA | https://www.zoellerpumps.com/en-us/products/sump-effluent-pumps/commercial/180-190-series | EA | 1744 |  | 53514174330 | 100 | LB | 22.62 | 11.75 | 14.75 | 18 Months | NO
4188-0020 | E4188 25'Cd/230V/1Ph/DS/CSA | E4188 25'Cd/230V/1Ph/DS/CSA | https://www.zoellerpumps.com/en-us/products/sump-effluent-pumps/commercial/180-190-series | EA | 1734 |  | 53514205515 | 98 | LB | 22.62 | 11.75 | 14.75 | 18 Months | NO
4188-0022 | I4188 35'Cd/200-208V/1Ph/DS/cCSAus | I4188 35'Cd/200-208V/1Ph/DS/cCSAus | https://www.zoellerpumps.com/en-us/products/sump-effluent-pumps/commercial/180-190-series | EA | 1784 |  | 53514333409 | 97 | LB | 22.62 | 11.75 | 14.75 | 18 Months | NO
4188-0023 | F4188 35'Cd/230V/3Ph/DS/cCSAus/UL | F4188 35'Cd/230V/3Ph/DS/cCSAus/UL | https://www.zoellerpumps.com/en-us/products/sump-effluent-pumps/commercial/180-190-series | EA | 1859 |  | 53514337575 | 98 | LB | 22.62 | 11.75 | 14.75 | 18 Months | NO
4188-0024 | E4188 50'Cd/230V/1Ph/DS/CSA | E4188 50'Cd/230V/1Ph/DS/CSA | https://www.zoellerpumps.com/en-us/products/sump-effluent-pumps/commercial/180-190-series | EA | 1774 |  | 53514345242 | 101 | LB | 22.62 | 11.75 | 14.75 | 18 Months | NO
4188-0025 | I4188 25'Cd/200-208V/1Ph/DS/cCSAus | I4188 25'Cd/200-208V/1Ph/DS/cCSAus | https://www.zoellerpumps.com/en-us/products/sump-effluent-pumps/commercial/180-190-series | EA | 1774 |  | 53514413958 | 97 | LB | 22.62 | 11.75 | 14.75 | 18 Months | NO
4189-0004 | E4189 230V/1Ph/DS/CSA | E4189 230V/1Ph/DS/CSA | https://www.zoellerpumps.com/en-us/products/sump-effluent-pumps/commercial/180-190-series | EA | 1720 |  | 53514051013 | 97 | LB | 22.62 | 11.75 | 14.75 | 18 Months | NO
4189-0006 | I4189 200-208V/1Ph/DS/cCSAus | I4189 200-208V/1Ph/DS/cCSAus | https://www.zoellerpumps.com/en-us/products/sump-effluent-pumps/commercial/180-190-series | EA | 1760 |  | 53514051037 | 97 | LB | 22.62 | 11.75 | 14.75 | 18 Months | NO
4189-0007 | J4189 200-208V/3Ph/DS/cCSAus/UL | J4189 200-208V/3Ph/DS/cCSAus/UL | https://www.zoellerpumps.com/en-us/products/sump-effluent-pumps/commercial/180-190-series | EA | 1835 |  | 53514051044 | 97 | LB | 22.62 | 11.75 | 14.75 | 18 Months | NO
4189-0008 | F4189 230V/3Ph/DS/cCSAus/UL | F4189 230V/3Ph/DS/cCSAus/UL | https://www.zoellerpumps.com/en-us/products/sump-effluent-pumps/commercial/180-190-series | EA | 1835 |  | 53514051051 | 97 | LB | 22.62 | 11.75 | 14.75 | 18 Months | NO
4189-0009 | G4189 460V/3Ph/DS/cCSAus/UL | G4189 460V/3Ph/DS/cCSAus/UL | https://www.zoellerpumps.com/en-us/products/sump-effluent-pumps/commercial/180-190-series | EA | 1835 |  | 53514051068 | 97 | LB | 22.62 | 11.75 | 14.75 | 18 Months | NO
4189-0017 | E4189 35'Cd/230V/1Ph/DS/CSA | E4189 35'Cd/230V/1Ph/DS/CSA | https://www.zoellerpumps.com/en-us/products/sump-effluent-pumps/commercial/180-190-series | EA | 1830 |  | 53514064846 | 102 | LB | 22.62 | 11.75 | 14.75 | 18 Months | NO
4189-0018 | E4189 25'Cd/230V/1Ph/DS/CSA | E4189 25'Cd/230V/1Ph/DS/CSA | https://www.zoellerpumps.com/en-us/products/sump-effluent-pumps/commercial/180-190-series | EA | 1820 |  | 53514064921 | 99 | LB | 22.62 | 11.75 | 14.75 | 18 Months | NO
4189-0019 | E4189 50'Cd/230V/1Ph/DS/CSA | E4189 50'Cd/230V/1Ph/DS/CSA | https://www.zoellerpumps.com/en-us/products/sump-effluent-pumps/commercial/180-190-series | EA | 1860 |  | 53514067625 | 107 | LB | 22.62 | 11.75 | 14.75 | 18 Months | NO
4189-0020 | G4189 50'Cd/460V/3Ph/DS/cCSAus/UL | G4189 50'Cd/460V/3Ph/DS/cCSAus/UL | https://www.zoellerpumps.com/en-us/products/sump-effluent-pumps/commercial/180-190-series | EA | 1975 |  | 53514079857 | 106 | LB | 22.62 | 11.75 | 14.75 | 18 Months | NO
4189-0023 | I4189 35'Cd/200-208V/1Ph/DS/cCSAus | I4189 35'Cd/200-208V/1Ph/DS/cCSAus | https://www.zoellerpumps.com/en-us/products/sump-effluent-pumps/commercial/180-190-series | EA | 1870 |  | 53514179311 | 100 | LB | 22.62 | 11.75 | 14.75 | 18 Months | NO
4189-0025 | J4189 50'Cd/200-208V/3Ph/DS/cCSAus/UL | J4189 50'Cd/200-208V/3Ph/DS/cCSAus/UL | https://www.zoellerpumps.com/en-us/products/sump-effluent-pumps/commercial/180-190-series | EA | 1975 |  | 53514243135 | 98 | LB | 22.62 | 11.75 | 14.75 | 18 Months | NO
4189-0026 | G4189 35'Cd/460V/3Ph/DS/cCSAus/UL | G4189 35'Cd/460V/3Ph/DS/cCSAus/UL | https://www.zoellerpumps.com/en-us/products/sump-effluent-pumps/commercial/180-190-series | EA | 1960 |  | 53514277505 | 105 | LB | 22.62 | 11.75 | 14.75 | 18 Months | NO
4189-0027 | G4189 25'Cd/460V/3Ph/DS/cCSAus/UL | G4189 25'Cd/460V/3Ph/DS/cCSAus/UL | https://www.zoellerpumps.com/en-us/products/sump-effluent-pumps/commercial/180-190-series | EA | 1935 |  | 53514311445 | 105 | LB | 22.62 | 11.75 | 14.75 | 18 Months | NO
4189-0028 | F4189 35'CD/230V/3Ph/DS/cCSAus/UL | F4189 35'CD/230V/3Ph/DS/cCSAus/UL | https://www.zoellerpumps.com/en-us/products/sump-effluent-pumps/commercial/180-190-series | EA | 1945 |  | 53514321598 | 97 | LB | 22.62 | 11.75 | 14.75 | 18 Months | NO
4189-0029 | I4189 25'Cd/200-208V/1Ph/DS/cCSAus | I4189 25'Cd/200-208V/1Ph/DS/cCSAus | https://www.zoellerpumps.com/en-us/products/sump-effluent-pumps/commercial/180-190-series | EA | 1860 |  | 53514330811 | 99 | LB | 22.62 | 11.75 | 14.75 | 18 Months | NO
42-0007 | N42 115V/1Ph/9'Cd/cCSAus | N42 115V/1Ph/9'Cd/cCSAus | https://www.zoellerpumps.com/en-us/products/40-series | EA | 164 |  | 53514086619 | 9 | LB | 11.25 | 6.5 | 7.25 | 18 Months | NO
42-0008 | N42 115V/1Ph/20'Cd/cCSAus | N42 115V/1Ph/20'Cd/cCSAus | https://www.zoellerpumps.com/en-us/products/40-series | EA | 188 |  | 53514086626 | 8.3 | LB | 12 | 6.5 | 6.5 | 18 Months | NO
4261-0002 | N4161 2F/115V/1Ph/DS/cCSAus/(4161-0002) | N4161 2F/115V/1Ph/DS/cCSAus/(4161-0002) | https://www.zoellerpumps.com/en-us/products/sump-effluent-pumps/commercial/160-series | EA | 1370 |  | 53514061715 | 92 | LB | 22.62 | 11.75 | 14.75 | 18 Months | NO
4261-0004 | E4161 2F/230V/1Ph/cCSAus/UL/(4161-0004) | E4161 2F/230V/1Ph/cCSAus/UL/(4161-0004) | https://www.zoellerpumps.com/en-us/products/sump-effluent-pumps/commercial/160-series | EA | 1396 |  | 53514077457 | 90 | LB | 22.62 | 11.75 | 14.75 | 18 Months | NO
4261-0005 | J4161 2F/200-208V/3Ph/DS/cCSAus/UL/(4161-0006) | J4161 2F/200-208V/3Ph/DS/cCSAus/UL/(4161-0006) | https://www.zoellerpumps.com/en-us/products/sump-effluent-pumps/commercial/160-series | EA | 1511 |  | 53514062743 | 92 | LB | 22.62 | 11.75 | 14.75 | 18 Months | NO
4261-0007 | G4161 2F/460V/3Ph/Dbl Sl/cCSAus/UL/(4161-0008) | G4161 2F/460V/3Ph/Dbl Sl/cCSAus/UL/(4161-0008) | https://www.zoellerpumps.com/en-us/products/sump-effluent-pumps/commercial/160-series | EA | 1511 |  | 53514071448 | 92 | LB | 22.62 | 11.75 | 14.75 | 18 Months | NO
4261-0008 | I4161 2F/25'Cd/200-208V/1Ph/DS/cCSAus/(4161-0021) | I4161 2F/25'Cd/200-208V/1Ph/DS/cCSAus/(4161-0021) | https://www.zoellerpumps.com/en-us/products/sump-effluent-pumps/commercial/160-series | EA | 1536 |  | 53514143367 | 92 | LB | 22.62 | 11.75 | 14.75 | 18 Months | NO
4261-0009 | J4161 2F/25'Cd/200-208V/3Ph/DS/cCSAus/UL/(4161-0023) | J4161 2F/25'Cd/200-208V/3Ph/DS/cCSAus/UL/(4161-0023) | https://www.zoellerpumps.com/en-us/products/sump-effluent-pumps/commercial/160-series | EA | 1611 |  | 53514174477 | 94 | LB |  |  |  | 18 Months | NO
4261-0010 | I4161 2F/200-208V/1Ph/DS/cCSAus/(4161-0005) | I4161 2F/200-208V/1Ph/DS/cCSAus/(4161-0005) | https://www.zoellerpumps.com/en-us/products/sump-effluent-pumps/commercial/160-series | EA | 1436 |  | 53514181437 | 91 | LB |  |  |  | 18 Months | NO
4261-0011 | G4161 2F/25'Cd/460V/3Ph/DS/cCSAus/UL/(4161-0020) | G4161 2F/25'Cd/460V/3Ph/DS/cCSAus/UL/(4161-0020) | https://www.zoellerpumps.com/en-us/products/sump-effluent-pumps/commercial/160-series | EA | 1626 |  | 53514259259 | 98 | LB | 22.62 | 11.75 | 14.75 | 18 Months | NO
4261-0012 | N4161 2F/25'Cd/115V/1Ph/DS/cCSAus/(4161-0018) | N4161 2F/25'Cd/115V/1Ph/DS/cCSAus/(4161-0018) | https://www.zoellerpumps.com/en-us/products/sump-effluent-pumps/commercial/160-series | EA | 1470 |  | 53514260729 | 89 | LB | 22.62 | 11.75 | 14.75 | 18 Months | NO
4261-0013 | G4161 2F/50'Cd/460V/3Ph/DS/cCSAus/UL/(4161-0017) | G4161 2F/50'Cd/460V/3Ph/DS/cCSAus/UL/(4161-0017) | https://www.zoellerpumps.com/en-us/products/sump-effluent-pumps/commercial/160-series | EA | 1651 |  | 53514315337 | 101 | LB | 22.65 | 11.75 | 14.75 | 18 Months | NO
4261-0014 | G4161 2F/35'Cd/460V/3Ph/DS/cCSAus/UL/(4161-0022) | G4161 2F/35'Cd/460V/3Ph/DS/cCSAus/UL/(4161-0022) | https://www.zoellerpumps.com/en-us/products/sump-effluent-pumps/commercial/160-series | EA | 1621 |  | 53514332464 | 98 | LB | 22.62 | 11.75 | 14.75 | 18 Months | NO
4261-0015 | N4161 2F/35'Cd/115V/1Ph/DS/cCSAus/(4161-0019) | N4161 2F/35'Cd/115V/1Ph/DS/cCSAus/(4161-0019) | https://www.zoellerpumps.com/en-us/products/sump-effluent-pumps/commercial/160-series | EA | 1480 |  | 53514342258 | 90 | LB | 22.62 | 11.75 | 14.75 | 18 Months | NO
4261-0017 | E4161 2F/35'Cd/230V/1Ph/cCSAus/UL/(4161-0030) | E4161 2F/35'Cd/230V/1Ph/cCSAus/UL/(4161-0030) | https://www.zoellerpumps.com/en-us/products/sump-effluent-pumps/commercial/160-series | EA | 1506 |  | 53514364953 | 91 | LB | 22.62 | 11.75 | 14.75 | 18 Months | NO
4261-0018 | F4161 2F/230V/3Ph/cCSAus/UL/(4161-0007) | F4161 2F/230V/3Ph/cCSAus/UL/(4161-0007) | https://www.zoellerpumps.com/en-us/products/sump-effluent-pumps/commercial/160-series | EA | 1511 |  | 53514453459 | 90 | LB | 22.62 | 11.75 | 14.75 | 18 Months | NO
4263-0002 | N4163 2F/115V/1Ph/DS/cCSAus/(4163-0002) | N4163 2F/115V/1Ph/DS/cCSAus/(4163-0002) | https://www.zoellerpumps.com/en-us/products/sump-effluent-pumps/commercial/160-series | EA | 1370 |  | 53514068035 | 88 | LB | 22.62 | 11.75 | 14.75 | 18 Months | NO
4263-0004 | E4163 2F/230V/1Ph/Dbl Sl/cCSAus/UL/(4163-0004) | E4163 2F/230V/1Ph/Dbl Sl/cCSAus/UL/(4163-0004) | https://www.zoellerpumps.com/en-us/products/sump-effluent-pumps/commercial/160-series | EA | 1396 |  | 53514070038 | 92 | LB | 22.62 | 11.75 | 14.75 | 18 Months | NO
4263-0005 | I4163 2F/200-208V/1Ph/DS/cCSAus/(4163-0005) | I4163 2F/200-208V/1Ph/DS/cCSAus/(4163-0005) | https://www.zoellerpumps.com/en-us/products/sump-effluent-pumps/commercial/160-series | EA | 1436 |  | 53514057961 | 92 | LB | 22.62 | 11.75 | 14.75 | 18 Months | NO
4263-0006 | G4163 2F/460V/3Ph/DS/cCSAus/UL/(4163-0008) | G4163 2F/460V/3Ph/DS/cCSAus/UL/(4163-0008) | https://www.zoellerpumps.com/en-us/products/sump-effluent-pumps/commercial/160-series | EA | 1511 |  | 53514071998 | 88 | LB | 22.62 | 11.75 | 14.75 | 18 Months | NO
4263-0008 | J4163 2F/200-208V/3Ph/DS/cCSAus/UL/(4163-0006) | J4163 2F/200-208V/3Ph/DS/cCSAus/UL/(4163-0006) | https://www.zoellerpumps.com/en-us/products/sump-effluent-pumps/commercial/160-series | EA | 1511 |  | 53514094300 | 91 | LB | 22.62 | 11.75 | 14.75 | 18 Months | NO
4263-0009 | N4163 2F/115V/1Ph/DS/ED/(4163-0019) | N4163 2F/115V/1Ph/DS/ED/(4163-0019) | https://www.zoellerpumps.com/en-us/products/sump-effluent-pumps/commercial/160-series | EA | 1411 |  | 53514122799 | 88 | LB | 22.62 | 11.75 | 14.75 | 18 Months | NO
4263-0010 | J4163 2F/25'Cd/200-208V/3Ph/DS/cCSAus/UL/(4163-0021) | J4163 2F/25'Cd/200-208V/3Ph/DS/cCSAus/UL/(4163-0021) | https://www.zoellerpumps.com/en-us/products/sump-effluent-pumps/commercial/160-series | EA | 1496 |  | 53514172114 | 91 | LB | 22.62 | 11.75 | 14.75 | 18 Months | NO
4263-0011 | E4163 2F/35'Cd/230V/1Ph/DS/cCSAus/UL/(4163-0018) | E4163 2F/35'Cd/230V/1Ph/DS/cCSAus/UL/(4163-0018) | https://www.zoellerpumps.com/en-us/products/sump-effluent-pumps/commercial/160-series | EA | 1506 |  | 53514374136 | 92 | LB | 22.62 | 11.75 | 14.75 | 18 Months | NO
4263-0012 | I4163 2F/25'Cd/200-208V/1Ph/DS/cCSAus/(4163-0012) | I4163 2F/25'Cd/200-208V/1Ph/DS/cCSAus/(4163-0012) | https://www.zoellerpumps.com/en-us/products/sump-effluent-pumps/commercial/160-series | EA | 1536 |  | 53514376208 | 92 | LB | 22.62 | 11.75 | 14.75 | 18 Months | NO
4265-0004 | E4165 2F/230V/1Ph/Dbl Sl/cCSAus/UL/(4165-0004) | E4165 2F/230V/1Ph/Dbl Sl/cCSAus/UL/(4165-0004) | https://www.zoellerpumps.com/en-us/products/sump-effluent-pumps/commercial/160-series | EA | 1537 |  | 53514059972 | 91 | LB | 22.62 | 11.75 | 14.75 | 18 Months | NO
4265-0005 | J4165 2F/200-208V/3Ph/DS/cCSAus/UL/(4165-0006) | J4165 2F/200-208V/3Ph/DS/cCSAus/UL/(4165-0006) | https://www.zoellerpumps.com/en-us/products/sump-effluent-pumps/commercial/160-series | EA | 1652 |  | 53514063092 | 92 | LB | 22.62 | 11.75 | 14.75 | 18 Months | NO
4265-0007 | G4165 2F/460V/3Ph/DS/cCSAus/UL/(4165-0008) | G4165 2F/460V/3Ph/DS/cCSAus/UL/(4165-0008) | https://www.zoellerpumps.com/en-us/products/sump-effluent-pumps/commercial/160-series | EA | 1652 |  | 53514142056 | 91 | LB | 22.62 | 11.75 | 14.75 | 18 Months | NO
4265-0008 | I4165 2F/25' Cord/208-200V/1Ph/DS/cCSAus/4165-0019) | I4165 2F/25' Cord/208-200V/1Ph/DS/cCSAus/4165-0019) | https://www.zoellerpumps.com/en-us/products/sump-effluent-pumps/commercial/160-series | EA | 1677 |  | 53514227708 | 92 | LB | 22.62 | 11.75 | 14.75 | 18 Months | NO
4265-0009 | I4165 2F/200-208V/1Ph/Dbl Sl/cCSAus/UL/(4165-0005) | I4165 2F/200-208V/1Ph/Dbl Sl/cCSAus/UL/(4165-0005) | https://www.zoellerpumps.com/en-us/products/sump-effluent-pumps/commercial/160-series | EA | 1577 |  | 53514279899 | 91 | LB | 22.62 | 11.75 | 14.75 | 18 Months | NO
4265-0010 | J4165 50'Cd/2F/200-208V/3Ph/DS/cCSAus/UL/(4165-0023) | J4165 50'Cd/2F/200-208V/3Ph/DS/cCSAus/UL/(4165-0023) | https://www.zoellerpumps.com/en-us/products/sump-effluent-pumps/commercial/160-series | EA | 1717 |  | 53514362430 | 92 | LB | 22.62 | 11.75 | 14.75 | 18 Months | NO
4265-0011 | G4165 25'Cd/2F/460V/3Ph/DS/cCSAus/UL/(4165-0018) | G4165 25'Cd/2F/460V/3Ph/DS/cCSAus/UL/(4165-0018) | https://www.zoellerpumps.com/en-us/products/sump-effluent-pumps/commercial/160-series | EA | 1752 |  | 53514427061 | 91 | LB | 22.62 | 11.75 | 14.75 | 18 Months | YES
4270-0002 | N4270 115V/1Ph/DS/cCSAus | N4270 115V/1Ph/DS/cCSAus | https://www.zoellerpumps.com/en-us/products/sewage-pumps/commercial/270-series | EA | 945 |  | 53514057831 | 73 | LB | 16.5 | 11 | 13.75 | 18 Months | NO
4270-0004 | E4270 230V/1Ph/Dbl Sl/cCSAus | E4270 230V/1Ph/Dbl Sl/cCSAus | https://www.zoellerpumps.com/en-us/products/sewage-pumps/commercial/270-series | EA | 1016 |  | 53514062606 | 73 | LB | 16.5 | 11 | 13.75 | 18 Months | NO
4270-0010 | N4270 35' Cd/115V/1Ph/DS/cCSAus | N4270 35' Cd/115V/1Ph/DS/cCSAus | https://www.zoellerpumps.com/en-us/products/sewage-pumps/commercial/270-series | EA | 1020 |  | 53514315450 | 73 | LB | 16.5 | 11 | 13.75 | 18 Months | NO
4270-0012 | E4270 35'Cd/230V/1Ph/DS/cCSAus | E4270 35'Cd/230V/1Ph/DS/cCSAus | https://www.zoellerpumps.com/en-us/products/sewage-pumps/commercial/270-series | EA | 1091 |  | 53514378349 | 73 | LB | 16.5 | 11 | 13.75 | 18 Months | NO
4270-0013 | N4270 115V/1Ph/DS/cCSAus/Bronze Impeller | N4270 115V/1Ph/DS/cCSAus/Bronze Impeller | https://www.zoellerpumps.com/en-us/products/sewage-pumps/commercial/270-series | EA | 1095 |  | 53514438302 | 73 | LB | 16.5 | 11 | 13.75 | 18 Months | NO
4270-0014 | E4270 50'Cd/230V/1Ph/DS/cCSAus | E4270 50'Cd/230V/1Ph/DS/cCSAus | https://www.zoellerpumps.com/en-us/products/sewage-pumps/commercial/270-series | EA | 1116 |  | 53514451219 | 73 | LB | 16.5 | 11 | 13.75 | 18 Months | YES
4282-0002 | N4282 2F/115V/1Ph/DS/cCSAus/UL | N4282 2F/115V/1Ph/DS/cCSAus/UL | https://www.zoellerpumps.com/en-us/products/sewage-pumps/commercial/280-series | EA | 1130 |  | 53514051143 | 88 | LB | 22.62 | 11.75 | 14.75 | 18 Months | NO
4282-0004 | E4282 2F/230V/1Ph/DS/cCSAus/UL | E4282 2F/230V/1Ph/DS/cCSAus/UL | https://www.zoellerpumps.com/en-us/products/sewage-pumps/commercial/280-series | EA | 1218 |  | 53514051167 | 88 | LB | 22.62 | 11.75 | 14.75 | 18 Months | NO
4282-0005 | I4282 2F/200-208V/1Ph/DS/cCSAus | I4282 2F/200-208V/1Ph/DS/cCSAus | https://www.zoellerpumps.com/en-us/products/sewage-pumps/commercial/280-series | EA | 1258 |  | 53514051181 | 88 | LB | 22.62 | 11.75 | 14.75 | 18 Months | NO
4282-0006 | J4282 2F/200-208V/3Ph/DS/cCSAus/UL | J4282 2F/200-208V/3Ph/DS/cCSAus/UL | https://www.zoellerpumps.com/en-us/products/sewage-pumps/commercial/280-series | EA | 1333 |  | 53514051204 | 88 | LB | 22.62 | 11.75 | 14.75 | 18 Months | NO
4282-0007 | F4282 2F/230V/3Ph/DS/cCSAus/UL | F4282 2F/230V/3Ph/DS/cCSAus/UL | https://www.zoellerpumps.com/en-us/products/sewage-pumps/commercial/280-series | EA | 1333 |  | 53514051228 | 88 | LB | 22.62 | 11.75 | 14.75 | 18 Months | NO
4282-0008 | G4282 2F/460V/3Ph/DS/cCSAus/UL | G4282 2F/460V/3Ph/DS/cCSAus/UL | https://www.zoellerpumps.com/en-us/products/sewage-pumps/commercial/280-series | EA | 1333 |  | 53514051242 | 88 | LB | 22.62 | 11.75 | 14.75 | 18 Months | NO
4282-0016 | N4282 2F/25'Cd/115V/1Ph/DS/cCSAus/UL | N4282 2F/25'Cd/115V/1Ph/DS/cCSAus/UL | https://www.zoellerpumps.com/en-us/products/sewage-pumps/commercial/280-series | EA | 1230 |  | 53514069360 | 91 | LB | 22.62 | 11.75 | 14.75 | 18 Months | NO
4282-0017 | J4282 2F/35'Cd/200-208V/3Ph/DS/cCSAus/UL | J4282 2F/35'Cd/200-208V/3Ph/DS/cCSAus/UL | https://www.zoellerpumps.com/en-us/products/sewage-pumps/commercial/280-series | EA | 1443 |  | 53514072933 | 93 | LB | 22.62 | 11.75 | 14.75 | 18 Months | NO
4282-0020 | G4282 2F/35'Cd/460V/3Ph/DS/cCSAus/UL | G4282 2F/35'Cd/460V/3Ph/DS/cCSAus/UL | https://www.zoellerpumps.com/en-us/products/sewage-pumps/commercial/280-series | EA | 1333 |  | 53514092542 | 94 | LB | 22.62 | 11.75 | 14.75 | 18 Months | NO
4282-0021 | E4282 2F/25'Cd/230V/1Ph/DS/cCSAus/UL | E4282 2F/25'Cd/230V/1Ph/DS/cCSAus/UL | https://www.zoellerpumps.com/en-us/products/sewage-pumps/commercial/280-series | EA | 1318 |  | 53514092962 | 88 | LB | 22.62 | 11.75 | 14.75 | 18 Months | NO
4282-0022 | F4282 2F/25'Cd/230V/3Ph/DS/cCSAus/UL | F4282 2F/25'Cd/230V/3Ph/DS/cCSAus/UL | https://www.zoellerpumps.com/en-us/products/sewage-pumps/commercial/280-series | EA | 1433 |  | 53514098964 | 91 | LB | 22.62 | 11.75 | 14.75 | 18 Months | NO
4282-0023 | I4282 2F/50'Cd/200-208V/1Ph/DS/cCSAus | I4282 2F/50'Cd/200-208V/1Ph/DS/cCSAus | https://www.zoellerpumps.com/en-us/products/sewage-pumps/commercial/280-series | EA | 1398 |  | 53514143343 | 94 | LB | 22.62 | 11.75 | 14.75 | 18 Months | NO
4282-0024 | I4282 2F/35'Cd/200-208V/1Ph/DS/cCSAus | I4282 2F/35'Cd/200-208V/1Ph/DS/cCSAus | https://www.zoellerpumps.com/en-us/products/sewage-pumps/commercial/280-series | EA | 1368 |  | 53514143503 | 94 | LB | 22.62 | 11.75 | 14.75 | 18 Months | NO
4282-0026 | N4282 2F/35'Cd/115V/1Ph/DS/cCSAus/UL | N4282 2F/35'Cd/115V/1Ph/DS/cCSAus/UL | https://www.zoellerpumps.com/en-us/products/sewage-pumps/commercial/280-series | EA | 1240 |  | 53514164041 | 93 | LB | 22.62 | 11.75 | 14.75 | 18 Months | NO
4282-0027 | E4282 2F/35'Cd/230V/1Ph/DS/cCSAus/UL | E4282 2F/35'Cd/230V/1Ph/DS/cCSAus/UL | https://www.zoellerpumps.com/en-us/products/sewage-pumps/commercial/280-series | EA | 1328 |  | 53514181345 | 89 | LB | 22.62 | 11.75 | 14.75 | 18 Months | NO
4282-0028 | N4282 2F/50'Cd/115V/1Ph/DS/cCSAus/UL | N4282 2F/50'Cd/115V/1Ph/DS/cCSAus/UL | https://www.zoellerpumps.com/en-us/products/sewage-pumps/commercial/280-series | EA | 1270 |  | 53514184094 | 97 | LB |  |  |  | 18 Months | NO
4282-0029 | I4282 2F/25'Cd/200-208V/1Ph/DS/cCSAus | I4282 2F/25'Cd/200-208V/1Ph/DS/cCSAus | https://www.zoellerpumps.com/en-us/products/sewage-pumps/commercial/280-series | EA | 1358 |  | 53514189914 | 93 | LB |  |  |  | 18 Months | NO
4282-0030 | J4282 2F/25'Cd/200-208V/3Ph/DS/cCSAus/UL | J4282 2F/25'Cd/200-208V/3Ph/DS/cCSAus/UL | https://www.zoellerpumps.com/en-us/products/sewage-pumps/commercial/280-series | EA | 1433 |  | 53514242312 | 93 | LB | 22.62 | 11.75 | 14.75 | 18 Months | NO
4282-0031 | E4282 2F/50'Cd/230V/1Ph/DS/cCSAus/UL | E4282 2F/50'Cd/230V/1Ph/DS/cCSAus/UL | https://www.zoellerpumps.com/en-us/products/sewage-pumps/commercial/280-series | EA | 1358 |  | 53514247911 | 89 | LB | 22.62 | 11.75 | 14.75 | 18 Months | NO
4282-0032 | G4282 2F/25'Cd/460V/3Ph/DS/cCSAus/UL | G4282 2F/25'Cd/460V/3Ph/DS/cCSAus/UL | https://www.zoellerpumps.com/en-us/products/sewage-pumps/commercial/280-series | EA | 1433 |  | 53514256227 | 94 | LB | 22.62 | 11.75 | 14.75 | 18 Months | NO
4282-0034 | F4282 2F/35'Cd/230V/3Ph/DS/cCSAus/UL | F4282 2F/35'Cd/230V/3Ph/DS/cCSAus/UL | https://www.zoellerpumps.com/en-us/products/sewage-pumps/commercial/280-series | EA | 1443 |  | 53514313708 | 91 | LB | 22.62 | 11.75 | 14.75 | 18 Months | NO
4284-0004 | E4284 2F/230V/1Ph/DS/cCSAus/UL | E4284 2F/230V/1Ph/DS/cCSAus/UL | https://www.zoellerpumps.com/en-us/products/sewage-pumps/commercial/280-series | EA | 1379 |  | 53514051396 | 91 | LB | 22.62 | 11.75 | 14.75 | 18 Months | NO
4284-0005 | I4284 2F/200-208V/1Ph/DS/cCSAus | I4284 2F/200-208V/1Ph/DS/cCSAus | https://www.zoellerpumps.com/en-us/products/sewage-pumps/commercial/280-series | EA | 1419 |  | 53514051419 | 91 | LB | 22.62 | 11.75 | 14.75 | 18 Months | NO
4284-0006 | J4284 2F/200-208V/3Ph/DS/cCSAus/UL | J4284 2F/200-208V/3Ph/DS/cCSAus/UL | https://www.zoellerpumps.com/en-us/products/sewage-pumps/commercial/280-series | EA | 1494 |  | 53514051433 | 91 | LB | 22.62 | 11.75 | 14.75 | 18 Months | NO
4284-0007 | F4284 2F/230V/3Ph/DS/cCSAus/UL | F4284 2F/230V/3Ph/DS/cCSAus/UL | https://www.zoellerpumps.com/en-us/products/sewage-pumps/commercial/280-series | EA | 1494 |  | 53514051457 | 91 | LB | 22.62 | 11.75 | 14.75 | 18 Months | NO
4284-0008 | G4284 2F/460V/3Ph/DS/cCSAus/UL | G4284 2F/460V/3Ph/DS/cCSAus/UL | https://www.zoellerpumps.com/en-us/products/sewage-pumps/commercial/280-series | EA | 1494 |  | 53514051792 | 91 | LB | 22.62 | 11.75 | 14.75 | 18 Months | NO
4284-0014 | F4284 2F/25'Cd/230V/3Ph/DS/cCSAus/UL/ | F4284 2F/25'Cd/230V/3Ph/DS/cCSAus/UL/ | https://www.zoellerpumps.com/en-us/products/sewage-pumps/commercial/280-series | EA | 1594 |  | 53514058845 | 93 | LB | 22.62 | 11.75 | 14.75 | 18 Months | NO
4284-0016 | E4284 2F/25'Cd/230V/1Ph/DS/cCSAus/UL/ | E4284 2F/25'Cd/230V/1Ph/DS/cCSAus/UL/ | https://www.zoellerpumps.com/en-us/products/sewage-pumps/commercial/280-series | EA | 1479 |  | 53514066673 | 93 | LB | 22.62 | 11.75 | 14.75 | 18 Months | NO
4284-0019 | F4284 2F/35'Cd/230V/3Ph/DS/cCSAus/UL | F4284 2F/35'Cd/230V/3Ph/DS/cCSAus/UL | https://www.zoellerpumps.com/en-us/products/sewage-pumps/commercial/280-series | EA | 1494 |  | 53514088934 | 96 | LB | 22.62 | 11.75 | 14.75 | 18 Months | NO
4284-0020 | I4284 2F/50'Cd/200-208V/1Ph/DS/cCSAus | I4284 2F/50'Cd/200-208V/1Ph/DS/cCSAus | https://www.zoellerpumps.com/en-us/products/sewage-pumps/commercial/280-series | EA | 1559 |  | 53514097486 | 99 | LB | 22.62 | 11.75 | 14.75 | 18 Months | NO
4284-0021 | J4284 2F/25'Cd/200-208V/3Ph/DS/cCSAus/UL | J4284 2F/25'Cd/200-208V/3Ph/DS/cCSAus/UL | https://www.zoellerpumps.com/en-us/products/sewage-pumps/commercial/280-series | EA | 1594 |  | 53514104450 | 93 | LB | 22.62 | 11.75 | 14.75 | 18 Months | NO
4284-0022 | G4284 2F/25'Cd/460V/3Ph/DS/cCSAus/UL | G4284 2F/25'Cd/460V/3Ph/DS/cCSAus/UL | https://www.zoellerpumps.com/en-us/products/sewage-pumps/commercial/280-series | EA | 1594 |  | 53514128692 | 94 | LB | 22.62 | 11.75 | 14.75 | 18 Months | NO
4284-0024 | J4284 2F/50'Cd/200-208V/3Ph/DS/cCSAus/UL | J4284 2F/50'Cd/200-208V/3Ph/DS/cCSAus/UL | https://www.zoellerpumps.com/en-us/products/sewage-pumps/commercial/280-series | EA | 1634 |  | 53514184506 | 91 | LB | 22.62 | 11.75 | 14.75 | 18 Months | NO
4284-0026 | F4284 2F/50'Cd/230V/3Ph/DS/cCSAus/UL | F4284 2F/50'Cd/230V/3Ph/DS/cCSAus/UL | https://www.zoellerpumps.com/en-us/products/sewage-pumps/commercial/280-series | EA | 1634 |  | 53514202460 | 98 | LB |  |  |  | 18 Months | NO
4284-0027 | G4284 2F/50'Cd/460V/3Ph/DS/cCSAus/UL/ | G4284 2F/50'Cd/460V/3Ph/DS/cCSAus/UL/ | https://www.zoellerpumps.com/en-us/products/sewage-pumps/commercial/280-series | EA | 1634 |  | 53514214531 | 94 | LB | 22.62 | 11.75 | 14.75 | 18 Months | NO
4284-0028 | J4284 2F/35'Cd/200-208V/3Ph/DS/cCSAus/UL | J4284 2F/35'Cd/200-208V/3Ph/DS/cCSAus/UL | https://www.zoellerpumps.com/en-us/products/sewage-pumps/commercial/280-series | EA | 1604 |  | 53514222024 | 94 | LB | 22.62 | 11.75 | 14.75 | 18 Months | NO
4284-0030 | E4284 2F/35'Cd/230V/1Ph/DS/cCSAus/UL | E4284 2F/35'Cd/230V/1Ph/DS/cCSAus/UL | https://www.zoellerpumps.com/en-us/products/sewage-pumps/commercial/280-series | EA | 1489 |  | 53514325879 | 94 | LB | 22.62 | 11.75 | 14.75 | 18 Months | NO
4284-0031 | I4284 2F/25'Cd/200-208V/1Ph/DS/cCSAus | I4284 2F/25'Cd/200-208V/1Ph/DS/cCSAus | https://www.zoellerpumps.com/en-us/products/sewage-pumps/commercial/280-series | EA | 1519 |  | 53514351274 | 98 | LB | 22.62 | 11.75 | 14.75 | 18 Months | NO
4285-0004 | E4185 2F/230V/1Ph/DS/cCSAus/UL/(4185-0004) | E4185 2F/230V/1Ph/DS/cCSAus/UL/(4185-0004) | https://www.zoellerpumps.com/en-us/products/sump-effluent-pumps/commercial/180-190-series | EA | 1514 |  | 53514100278 | 92 | LB | 22.62 | 11.75 | 14.75 | 18 Months | NO
4285-0005 | G4185 2F/460V/3Ph/DS/cCSAus/UL/(4185-0008) | G4185 2F/460V/3Ph/DS/cCSAus/UL/(4185-0008) | https://www.zoellerpumps.com/en-us/products/sump-effluent-pumps/commercial/180-190-series | EA | 1629 |  | 53514150853 | 93 | LB | 22.62 | 11.75 | 14.75 | 18 Months | NO
4285-0006 | J4185 2F/50'Cd/200-208V/3Ph/DS/cCSAus/UL/(4185-0014) | J4185 2F/50'Cd/200-208V/3Ph/DS/cCSAus/UL/(4185-0014) | https://www.zoellerpumps.com/en-us/products/sump-effluent-pumps/commercial/180-190-series | EA | 1769 |  | 53514258344 | 93 | LB | 23.75 | 11.75 | 14.75 | 18 Months | NO
4285-0007 | J4185 2F/200-208V/3Ph/DS/cCSAus/UL/(4185-0006) | J4185 2F/200-208V/3Ph/DS/cCSAus/UL/(4185-0006) | https://www.zoellerpumps.com/en-us/products/sump-effluent-pumps/commercial/180-190-series | EA | 1629 |  | 53514265878 | 91 | LB | 22.62 | 11.75 | 14.75 | 18 Months | NO
4285-0008 | F4185 2F/230V/3Ph/DS/cCSAus/UL/(4185-0007) | F4185 2F/230V/3Ph/DS/cCSAus/UL/(4185-0007) | https://www.zoellerpumps.com/en-us/products/sump-effluent-pumps/commercial/180-190-series | EA | 1629 |  | 53514369170 | 91 | LB | 22.62 | 11.75 | 14.75 | 18 Months | NO
4285-0011 | G4185 2F/35'Cd/460V/3Ph/DS/cCSAus/(4185-0021) | G4185 2F/35'Cd/460V/3Ph/DS/cCSAus/(4185-0021) | https://www.zoellerpumps.com/en-us/products/sump-effluent-pumps/commercial/180-190-series | EA | 1739 |  | 53514464318 | 93 | LB | 22.62 | 11.75 | 14.75 | 18 Months | NO
4286-0004 | E4186 2F/230V/1Ph/DS/CSA/(4186-0004) | E4186 2F/230V/1Ph/DS/CSA/(4186-0004) | https://www.zoellerpumps.com/en-us/products/sump-effluent-pumps/commercial/180-190-series | EA | 1687 |  | 53514078638 | 96 | LB | 22.62 | 11.75 | 14.75 | 18 Months | NO
4286-0006 | E4186 35'Cd/2F/230V/1Ph/DS/CSA/(4186-0012) | E4186 35'Cd/2F/230V/1Ph/DS/CSA/(4186-0012) | https://www.zoellerpumps.com/en-us/products/sump-effluent-pumps/commercial/180-190-series | EA | 1797 |  | 53514337605 | 98 | LB | 22.62 | 11.75 | 14.75 | 18 Months | NO
4286-0007 | G4186 2F/460V/3Ph/DS/cCSAus/(4186-0006) | G4186 2F/460V/3Ph/DS/cCSAus/(4186-0006) | https://www.zoellerpumps.com/en-us/products/sump-effluent-pumps/commercial/180-190-series | EA | 1802 |  | 53514385866 | 97 | LB | 22.62 | 11.75 | 14.75 | 18 Months | NO
4288-0004 | E4188 2F/230V/1Ph/DS/CSA/(4188-0004) | E4188 2F/230V/1Ph/DS/CSA/(4188-0004) | https://www.zoellerpumps.com/en-us/products/sump-effluent-pumps/commercial/180-190-series | EA | 1687 |  | 53514093013 | 98 | LB | 22.62 | 11.75 | 14.75 | 18 Months | NO
4288-0005 | J4188 2F/200-208V/3Ph/DS/cCSAus/UL/(4188-0006) | J4188 2F/200-208V/3Ph/DS/cCSAus/UL/(4188-0006) | https://www.zoellerpumps.com/en-us/products/sump-effluent-pumps/commercial/180-190-series | EA | 1802 |  | 53514060381 | 96 | LB | 22.62 | 11.75 | 14.75 | 18 Months | NO
4288-0006 | J4188 2F/35'Cd/200V/3Ph/DS/cCSAus/UL/(4188-0014) | J4188 2F/35'Cd/200V/3Ph/DS/cCSAus/UL/(4188-0014) | https://www.zoellerpumps.com/en-us/products/sump-effluent-pumps/commercial/180-190-series | EA | 1912 |  | 53514079505 | 100 | LB | 22.62 | 11.75 | 14.75 | 18 Months | NO
4288-0007 | G4188 2F/35'Cd/460V/3Ph/DS/cCSAus/UL/(4188-0015) | G4188 2F/35'Cd/460V/3Ph/DS/cCSAus/UL/(4188-0015) | https://www.zoellerpumps.com/en-us/products/sump-effluent-pumps/commercial/180-190-series | EA | 1912 |  | 53514084066 | 96 | LB | 22.62 | 11.75 | 14.75 | 18 Months | NO
4288-0008 | G4188 2F/460V/3Ph/DS/cCSAus/UL/(4188-0008) | G4188 2F/460V/3Ph/DS/cCSAus/UL/(4188-0008) | https://www.zoellerpumps.com/en-us/products/sump-effluent-pumps/commercial/180-190-series | EA | 1802 |  | 53514084004 | 96 | LB | 22.62 | 11.75 | 14.75 | 18 Months | NO
4288-0009 | J4188 2F/50'Cd/200V/3Ph/DS/cCSAus/UL/(4188-0016) | J4188 2F/50'Cd/200V/3Ph/DS/cCSAus/UL/(4188-0016) | https://www.zoellerpumps.com/en-us/products/sump-effluent-pumps/commercial/180-190-series | EA | 1942 |  | 53514096748 | 104 | LB | 22.62 | 11.75 | 14.75 | 18 Months | NO
4288-0010 | I4188 2F/200-208V/1Ph/DS/cCSAus/(4188-0005) | I4188 2F/200-208V/1Ph/DS/cCSAus/(4188-0005) | https://www.zoellerpumps.com/en-us/products/sump-effluent-pumps/commercial/180-190-series | EA | 1727 |  | 53514100483 | 98 | LB | 22.62 | 11.75 | 14.75 | 18 Months | NO
4288-0012 | J4188 2F/25'Cd/200V/3Ph/DS/cCSAus/UL/(4188-0018) | J4188 2F/25'Cd/200V/3Ph/DS/cCSAus/UL/(4188-0018) | https://www.zoellerpumps.com/en-us/products/sump-effluent-pumps/commercial/180-190-series | EA | 1787 |  | 53514177614 | 100 | LB |  |  |  | 18 Months | NO
4288-0013 | G4188 2F/25'Cd/460V/3Ph/DS/cCSAus/UL/(4188-0019) | G4188 2F/25'Cd/460V/3Ph/DS/cCSAus/UL/(4188-0019) | https://www.zoellerpumps.com/en-us/products/sump-effluent-pumps/commercial/180-190-series | EA | 1902 |  | 53514204471 | 96 | LB |  |  |  | 18 Months | NO
4288-0014 | G4188 2F/50'Cd/460V/3Ph/DS/cCSAus/UL/(4188-0021) | G4188 2F/50'Cd/460V/3Ph/DS/cCSAus/UL/(4188-0021) | https://www.zoellerpumps.com/en-us/products/sump-effluent-pumps/commercial/180-190-series | EA | 1827 |  | 53514206192 | 99 | LB |  |  |  | 18 Months | NO
4288-0015 | I4188 2F/25'Cd/200-208V/1Ph/DS/cCSAus/(4188-0025) | I4188 2F/25'Cd/200-208V/1Ph/DS/cCSAus/(4188-0025) | https://www.zoellerpumps.com/en-us/products/sump-effluent-pumps/commercial/180-190-series | EA | 1827 |  | 53514413972 | 98 | LB | 22.62 | 11.75 | 14.75 | 18 Months | NO
4289-0004 | E4189 2F/230V/1Ph/DS/CSA(4189-0004) | E4189 2F/230V/1Ph/DS/CSA(4189-0004) | https://www.zoellerpumps.com/en-us/products/sump-effluent-pumps/commercial/180-190-series | EA | 1773 |  | 53514079871 | 101 | LB | 22.62 | 11.75 | 14.75 | 18 Months | NO
4289-0005 | G4189 2F/460V/3Ph/DS/UL/cCSAus/(4189-0009) | G4189 2F/460V/3Ph/DS/UL/cCSAus/(4189-0009) | https://www.zoellerpumps.com/en-us/products/sump-effluent-pumps/commercial/180-190-series | EA | 1888 |  | 53514058821 | 96 | LB | 22.62 | 11.75 | 14.75 | 18 Months | NO
4289-0007 | J4189 2F/200-208V/3Ph/DS/cCSAus/UL/(4189-0007) | J4189 2F/200-208V/3Ph/DS/cCSAus/UL/(4189-0007) | https://www.zoellerpumps.com/en-us/products/sump-effluent-pumps/commercial/180-190-series | EA | 1888 |  | 53514063061 | 96 | LB | 22.62 | 11.75 | 14.75 | 18 Months | NO
4289-0008 | E4189 2F/35'Cd/230V/1Ph/DS/CSA(4189-0017) | E4189 2F/35'Cd/230V/1Ph/DS/CSA(4189-0017) | https://www.zoellerpumps.com/en-us/products/sump-effluent-pumps/commercial/180-190-series | EA | 1883 |  | 53514069131 | 101 | LB | 22.62 | 11.75 | 14.75 | 18 Months | NO
4289-0010 | G4189 2F/50'Cd/460V/3Ph/DS/cCSAus/UL/(4189-0020) | G4189 2F/50'Cd/460V/3Ph/DS/cCSAus/UL/(4189-0020) | https://www.zoellerpumps.com/en-us/products/sump-effluent-pumps/commercial/180-190-series | EA | 2028 |  | 53514079864 | 105 | LB | 22.62 | 11.75 | 14.75 | 18 Months | NO
4289-0011 | J4189 2F/25'Cd/200-208V/3P/DS/cCSAus/UL/(4189-0022) | J4189 2F/25'Cd/200-208V/3P/DS/cCSAus/UL/(4189-0022) | https://www.zoellerpumps.com/en-us/products/sump-effluent-pumps/commercial/180-190-series | EA | 1988 |  | 53514112301 | 98 | LB | 22.62 | 11.75 | 14.75 | 18 Months | NO
4289-0012 | J4189 2F/35'Cd/200-208V/3P/DS/cCSAus/UL/(4189-0024) | J4189 2F/35'Cd/200-208V/3P/DS/cCSAus/UL/(4189-0024) | https://www.zoellerpumps.com/en-us/products/sump-effluent-pumps/commercial/180-190-series | EA | 1998 |  | 53514233051 | 99 | LB | 22.62 | 11.75 | 14.75 | 18 Months | NO
4289-0013 | G4189 2F/25'Cd/460V/3Ph/DS/cCSAus/UL/(4189-0027) | G4189 2F/25'Cd/460V/3Ph/DS/cCSAus/UL/(4189-0027) | https://www.zoellerpumps.com/en-us/products/sump-effluent-pumps/commercial/180-190-series | EA | 1988 |  | 53514311452 | 105 | LB | 23.75 | 11.75 | 14.75 | 18 Months | NO
4289-0014 | I4189 2F/200-208V/1Ph/DS/cCSAus/UL/(4189-0006) | I4189 2F/200-208V/1Ph/DS/cCSAus/UL/(4189-0006) | https://www.zoellerpumps.com/en-us/products/sump-effluent-pumps/commercial/180-190-series | EA | 1813 |  | 53514333454 | 96 | LB | 22.62 | 11.75 | 14.75 | 18 Months | NO
4289-0015 | F4189 2F/35'Cd/230V/3Ph/DS/cCSAus/UL/(4189-0028) | F4189 2F/35'Cd/230V/3Ph/DS/cCSAus/UL/(4189-0028) | https://www.zoellerpumps.com/en-us/products/sump-effluent-pumps/commercial/180-190-series | EA | 1998 |  | 53514351366 | 98 | LB | 22.62 | 11.75 | 14.75 | 18 Months | NO
4290-0004 | E4290 2F/230V/1Ph/DS/Wo Plug | E4290 2F/230V/1Ph/DS/Wo Plug | https://www.zoellerpumps.com/en-us/products/sewage-pumps/commercial/290-series | EA | 2104 |  | 53514054960 | 102 | LB | 22.62 | 11.75 | 14.75 | 18 Months | NO
4290-0005 | F4290 2F/230V/3Ph/DS | F4290 2F/230V/3Ph/DS | https://www.zoellerpumps.com/en-us/products/sewage-pumps/commercial/290-series | EA | 2219 |  | 53514064426 | 102 | LB | 22.62 | 11.75 | 14.75 | 18 Months | NO
4290-0006 | G4290 2F/460V/3Ph/DS | G4290 2F/460V/3Ph/DS | https://www.zoellerpumps.com/en-us/products/sewage-pumps/commercial/290-series | EA | 2219 |  | 53514064433 | 102 | LB | 22.62 | 11.75 | 14.75 | 18 Months | NO
4290-0008 | I4290 2F/200-208V/1Ph/DS | I4290 2F/200-208V/1Ph/DS | https://www.zoellerpumps.com/en-us/products/sewage-pumps/commercial/290-series | EA | 2144 |  | 53514064440 | 102 | LB | 22.62 | 11.75 | 14.75 | 18 Months | NO
4290-0009 | J4290 2F/200-208V/3Ph/DS | J4290 2F/200-208V/3Ph/DS | https://www.zoellerpumps.com/en-us/products/sewage-pumps/commercial/290-series | EA | 2219 |  | 53514064457 | 102 | LB | 22.62 | 11.75 | 14.75 | 18 Months | NO
4291-0004 | E4291 2F/230V/1Ph/DS/Wo Plug | E4291 2F/230V/1Ph/DS/Wo Plug | https://www.zoellerpumps.com/en-us/products/sewage-pumps/commercial/290-series | EA | 2395 |  | 53514064525 | 104 | LB | 22.62 | 11.75 | 14.75 | 18 Months | NO
4291-0005 | F4291 2F/230V/3Ph/DS | F4291 2F/230V/3Ph/DS | https://www.zoellerpumps.com/en-us/products/sewage-pumps/commercial/290-series | EA | 2510 |  | 53514064532 | 104 | LB | 22.62 | 11.75 | 14.75 | 18 Months | NO
4291-0006 | G4291 2F/460V/3Ph/DS | G4291 2F/460V/3Ph/DS | https://www.zoellerpumps.com/en-us/products/sewage-pumps/commercial/290-series | EA | 2510 |  | 53514064549 | 104 | LB | 22.62 | 11.75 | 14.75 | 18 Months | NO
4291-0008 | I4291 2F/200-208V/1Ph/DS | I4291 2F/200-208V/1Ph/DS | https://www.zoellerpumps.com/en-us/products/sewage-pumps/commercial/290-series | EA | 2435 |  | 53514064556 | 104 | LB | 22.62 | 11.75 | 14.75 | 18 Months | NO
4291-0009 | J4291 2F/200-208V/3Ph/DS | J4291 2F/200-208V/3Ph/DS | https://www.zoellerpumps.com/en-us/products/sewage-pumps/commercial/290-series | EA | 2510 |  | 53514064563 | 104 | LB | 22.62 | 11.75 | 14.75 | 18 Months | NO
4292-0002 | N4292 2F/115V/1Ph/DS/CSA | N4292 2F/115V/1Ph/DS/CSA | https://www.zoellerpumps.com/en-us/products/sewage-pumps/commercial/290-series | EA | 1273 |  | 53514051914 | 95 | LB | 22.62 | 11.75 | 14.75 | 18 Months | NO
4292-0004 | E4292 2F/230V/1Ph/DS/cCSAus | E4292 2F/230V/1Ph/DS/cCSAus | https://www.zoellerpumps.com/en-us/products/sewage-pumps/commercial/290-series | EA | 1334 |  | 53514353261 | 95 | LB | 22.62 | 11.75 | 14.75 | 18 Months | NO
4292-0007 | N4292 2F/35'Cd/115V/1Ph/DS/CSA | N4292 2F/35'Cd/115V/1Ph/DS/CSA | https://www.zoellerpumps.com/en-us/products/sewage-pumps/commercial/290-series | EA | 1383 |  | 53514164034 | 100 | LB | 22.62 | 11.75 | 14.75 | 18 Months | NO
4292-0008 | N4292 2F/50'Cd/115V/1Ph/DS/CSA | N4292 2F/50'Cd/115V/1Ph/DS/CSA | https://www.zoellerpumps.com/en-us/products/sewage-pumps/commercial/290-series | EA | 1413 |  | 53514184124 | 100 | LB |  |  |  | 18 Months | NO
4292-0012 | J4292 2F/200-208V/3Ph/DS/cCSAus | J4292 2F/200-208V/3Ph/DS/cCSAus | https://www.zoellerpumps.com/en-us/products/sewage-pumps/commercial/290-series | EA | 1464 |  | 53514341886 | 95 | LB | 22.62 | 11.75 | 14.75 | 18 Months | NO
4292-0013 | F4292 2F/230V/3Ph/DS/cCSAus | F4292 2F/230V/3Ph/DS/cCSAus | https://www.zoellerpumps.com/en-us/products/sewage-pumps/commercial/290-series | EA | 1464 |  | 53514341909 | 95 | LB | 22.62 | 11.75 | 14.75 | 18 Months | NO
4292-0014 | G4292 2F/460V/3Ph/DS/cCSAus | G4292 2F/460V/3Ph/DS/cCSAus | https://www.zoellerpumps.com/en-us/products/sewage-pumps/commercial/290-series | EA | 1464 |  | 53514341923 | 95 | LB | 22.62 | 11.75 | 14.75 | 18 Months | NO
4292-0015 | I4292 2F/200V/1Ph/DS/cCSAus | I4292 2F/200V/1Ph/DS/cCSAus | https://www.zoellerpumps.com/en-us/products/sewage-pumps/commercial/290-series | EA | 1313 |  | 53514347154 | 95 | LB | 22.62 | 11.75 | 14.75 | 18 Months | NO
4292-0016 | E4292 2F/50'Cd/230V/1Ph/DS/cCSAus | E4292 2F/50'Cd/230V/1Ph/DS/cCSAus | https://www.zoellerpumps.com/en-us/products/sewage-pumps/commercial/290-series | EA | 1474 |  | 53514431525 | 95 | LB | 22.62 | 11.75 | 14.75 | 18 Months | NO
4292-0017 | N4292 2F/25'Cd/115V/1Ph/DS/CSA | N4292 2F/25'Cd/115V/1Ph/DS/CSA | https://www.zoellerpumps.com/en-us/products/sewage-pumps/commercial/290-series | EA | 1373 |  | 53514446208 | 100 | LB | 22.62 | 11.75 | 14.75 | 18 Months | NO
4292-0018 | E4292 2F/230V/1Ph/DS/cCSAus/Bronze Impeller | E4292 2F/230V/1Ph/DS/cCSAus/Bronze Impeller | https://www.zoellerpumps.com/en-us/products/sewage-pumps/commercial/290-series | EA | 1444 |  | 53514453176 | 95 | LB | 22.62 | 11.75 | 14.75 | 18 Months | NO
4292-0019 | J4292 2F/50'Cd/200-208V/3Ph/DS/cCSAus | J4292 2F/50'Cd/200-208V/3Ph/DS/cCSAus | https://www.zoellerpumps.com/en-us/products/sewage-pumps/commercial/290-series | EA | 1589 |  | 53514458195 | 95 | LB | 22.62 | 11.75 | 14.75 | 18 Months | NO
4292-0020 | G4292 2F/50'Cd/460V/3Ph/DS/cCSAus | G4292 2F/50'Cd/460V/3Ph/DS/cCSAus | https://www.zoellerpumps.com/en-us/products/sewage-pumps/commercial/290-series | EA | 1589 |  | 53514460150 | 95 | LB | 22.62 | 11.75 | 14.75 | 18 Months | NO
4292-0021 | G4292 2F/460V/3Ph/DS/cCSAus/Bronze Impeller | G4292 2F/460V/3Ph/DS/cCSAus/Bronze Impeller | https://www.zoellerpumps.com/en-us/products/sewage-pumps/commercial/290-series | EA | 1559 |  | 53514460877 | 95 | LB | 22.62 | 11.75 | 14.75 | 18 Months | NO
4292-0022 | F4292 2F/50'Cd/230V/3Ph/DS/cCSAus | F4292 2F/50'Cd/230V/3Ph/DS/cCSAus | https://www.zoellerpumps.com/en-us/products/sewage-pumps/commercial/290-series | EA | 1589 |  | 53514463397 | 95 | LB | 22.62 | 11.75 | 14.75 | 18 Months | NO
4293-0004 | E4293 2F/230V/1Ph/DS/cCSAus/UL | E4293 2F/230V/1Ph/DS/cCSAus/UL | https://www.zoellerpumps.com/en-us/products/sewage-pumps/commercial/290-series | EA | 1380 |  | 53514051952 | 96 | LB | 22.62 | 11.75 | 14.75 | 18 Months | NO
4293-0005 | I4293 2F/200-208V/1Ph/DS/cCSAus | I4293 2F/200-208V/1Ph/DS/cCSAus | https://www.zoellerpumps.com/en-us/products/sewage-pumps/commercial/290-series | EA | 1420 |  | 53514051990 | 96 | LB | 22.62 | 11.75 | 14.75 | 18 Months | NO
4293-0006 | J4293 2F/200-208V/3Ph/DS/cCSAus/UL | J4293 2F/200-208V/3Ph/DS/cCSAus/UL | https://www.zoellerpumps.com/en-us/products/sewage-pumps/commercial/290-series | EA | 1495 |  | 53514052539 | 96 | LB | 22.62 | 11.75 | 14.75 | 18 Months | NO
4293-0007 | F4293 2F/230V/3Ph/DS/cCSAus/UL | F4293 2F/230V/3Ph/DS/cCSAus/UL | https://www.zoellerpumps.com/en-us/products/sewage-pumps/commercial/290-series | EA | 1495 |  | 53514052553 | 96 | LB | 22.62 | 11.75 | 14.75 | 18 Months | NO
4293-0008 | G4293 2F/460V/3Ph/DS/cCSAus/UL | G4293 2F/460V/3Ph/DS/cCSAus/UL | https://www.zoellerpumps.com/en-us/products/sewage-pumps/commercial/290-series | EA | 1495 |  | 53514052577 | 96 | LB | 22.62 | 11.75 | 14.75 | 18 Months | NO
4293-0014 | E4293 2F/50'Cd/230V/1Ph/DS/cCSAus/UL | E4293 2F/50'Cd/230V/1Ph/DS/cCSAus/UL | https://www.zoellerpumps.com/en-us/products/sewage-pumps/commercial/290-series | EA | 1520 |  | 53514087982 | 105 | LB | 22.62 | 11.75 | 14.75 | 18 Months | NO
4293-0015 | G4293 2F/50'Cd/460V/3Ph/DS/cCSAus/UL | G4293 2F/50'Cd/460V/3Ph/DS/cCSAus/UL | https://www.zoellerpumps.com/en-us/products/sewage-pumps/commercial/290-series | EA | 1635 |  | 53514104498 | 105 | LB | 22.62 | 11.75 | 14.75 | 18 Months | NO
4293-0016 | G4293 2F/35'Cd/460V/3Ph/DS/cCSAus/UL | G4293 2F/35'Cd/460V/3Ph/DS/cCSAus/UL | https://www.zoellerpumps.com/en-us/products/sewage-pumps/commercial/290-series | EA | 1605 |  | 53514111137 | 97 | LB | 22.62 | 11.75 | 14.75 | 18 Months | NO
4293-0017 | J4293 2F/25'Cd/200-208V/3P/DS/cCSAus/UL | J4293 2F/25'Cd/200-208V/3P/DS/cCSAus/UL | https://www.zoellerpumps.com/en-us/products/sewage-pumps/commercial/290-series | EA | 1595 |  | 53514143381 | 101 | LB | 22.62 | 11.75 | 14.75 | 18 Months | NO
4293-0018 | F4293 2F/50'Cd/230V/3P/DS/cCSAus/UL/(01 | F4293 2F/50'Cd/230V/3P/DS/cCSAus/UL/(01 | https://www.zoellerpumps.com/en-us/products/sewage-pumps/commercial/290-series | EA | 1635 |  | 53514153069 | 105 | LB | 22.62 | 11.75 | 14.75 | 18 Months | NO
4293-0020 | G4293 2F/25'Cd/460V/3Ph/DS/cCSAus/UL | G4293 2F/25'Cd/460V/3Ph/DS/cCSAus/UL | https://www.zoellerpumps.com/en-us/products/sewage-pumps/commercial/290-series | EA | 1595 |  | 53514194628 | 96 | LB | 22.62 | 11.75 | 14.75 | 18 Months | NO
4293-0021 | E4293 2F/25'Cd/230V/1Ph/DS/cCSAus/UL | E4293 2F/25'Cd/230V/1Ph/DS/cCSAus/UL | https://www.zoellerpumps.com/en-us/products/sewage-pumps/commercial/290-series | EA | 1480 |  | 53514285661 | 105 | LB | 22.62 | 11.75 | 14.75 | 18 Months | NO
4293-0022 | E4293 2F/35'Cd/230V/1Ph/DS/cCSAus/UL | E4293 2F/35'Cd/230V/1Ph/DS/cCSAus/UL | https://www.zoellerpumps.com/en-us/products/sewage-pumps/commercial/290-series | EA | 1490 |  | 53514350000 | 105 | LB | 22.62 | 11.75 | 14.75 | 18 Months | NO
4293-0023 | J4293 2F/35'Cd/200-208V/3P/DS/cCSAus/UL | J4293 2F/35'Cd/200-208V/3P/DS/cCSAus/UL | https://www.zoellerpumps.com/en-us/products/sewage-pumps/commercial/290-series | EA | 1605 |  | 53514364502 | 103 | LB | 22.62 | 11.75 | 14.75 | 18 Months | NO
4293-0025 | I4293 2F/50'Cd/200-208V/1Ph/DS/cCSAus | I4293 2F/50'Cd/200-208V/1Ph/DS/cCSAus | https://www.zoellerpumps.com/en-us/products/sewage-pumps/commercial/290-series | EA | 1560 |  | 53514425968 | 96 | LB | 22.62 | 11.75 | 14.75 | 18 Months | NO
4294-0004 | E4294 2F/230V/1Ph/DS/CSA | E4294 2F/230V/1Ph/DS/CSA | https://www.zoellerpumps.com/en-us/products/sewage-pumps/commercial/290-series | EA | 1589 |  | 53514052782 | 96 | LB | 22.62 | 11.75 | 14.75 | 18 Months | NO
4294-0005 | I4294 2F/200-208V/1Ph/DS/cCSAus | I4294 2F/200-208V/1Ph/DS/cCSAus | https://www.zoellerpumps.com/en-us/products/sewage-pumps/commercial/290-series | EA | 1629 |  | 53514052805 | 96 | LB | 22.62 | 11.75 | 14.75 | 18 Months | NO
4294-0006 | J4294 2F/200-208V/3Ph/DS/cCSAus/UL | J4294 2F/200-208V/3Ph/DS/cCSAus/UL | https://www.zoellerpumps.com/en-us/products/sewage-pumps/commercial/290-series | EA | 1704 |  | 53514052829 | 96 | LB | 22.62 | 11.75 | 14.75 | 18 Months | NO
4294-0007 | F4294 2F/230V/3Ph/DS/cCSAus/UL | F4294 2F/230V/3Ph/DS/cCSAus/UL | https://www.zoellerpumps.com/en-us/products/sewage-pumps/commercial/290-series | EA | 1704 |  | 53514052843 | 96 | LB | 22.62 | 11.75 | 14.75 | 18 Months | NO
4294-0008 | G4294 2F/460V/3Ph/DS/cCSAus/UL | G4294 2F/460V/3Ph/DS/cCSAus/UL | https://www.zoellerpumps.com/en-us/products/sewage-pumps/commercial/290-series | EA | 1704 |  | 53514052867 | 96 | LB | 22.62 | 11.75 | 14.75 | 18 Months | NO
4294-0015 | G4294 2F/25'Cd/460V/3Ph/DS/cCSAus/UL | G4294 2F/25'Cd/460V/3Ph/DS/cCSAus/UL | https://www.zoellerpumps.com/en-us/products/sewage-pumps/commercial/290-series | EA | 1804 |  | 53514082673 | 98 | LB | 22.62 | 11.75 | 14.75 | 18 Months | NO
4294-0016 | E4294 2F/35'Cd/230V/1Ph/DS/CSA | E4294 2F/35'Cd/230V/1Ph/DS/CSA | https://www.zoellerpumps.com/en-us/products/sewage-pumps/commercial/290-series | EA | 1699 |  | 53514139339 | 98 | LB | 22.62 | 11.75 | 14.75 | 18 Months | NO
4294-0017 | I4294 2F/50'Cd/200-208V/1Ph/DS/cCSAus | I4294 2F/50'Cd/200-208V/1Ph/DS/cCSAus | https://www.zoellerpumps.com/en-us/products/sewage-pumps/commercial/290-series | EA | 1769 |  | 53514172077 | 96 | LB | 22.62 | 11.75 | 14.75 | 18 Months | NO
4294-0018 | E4294 2F/50'Cd/230V/1Ph/DS/CSA | E4294 2F/50'Cd/230V/1Ph/DS/CSA | https://www.zoellerpumps.com/en-us/products/sewage-pumps/commercial/290-series | EA | 1729 |  | 53514185350 | 98 | LB |  |  |  | 18 Months | NO
4294-0021 | G4294 2F/35'Cd/460V/3Ph/DS/cCSAus/UL | G4294 2F/35'Cd/460V/3Ph/DS/cCSAus/UL | https://www.zoellerpumps.com/en-us/products/sewage-pumps/commercial/290-series | EA | 1814 |  | 53514211875 | 98 | LB | 22.62 | 11.75 | 14.75 | 18 Months | NO
4294-0022 | E4294 2F/25'Cd/230V/1Ph/DS/CSA | E4294 2F/25'Cd/230V/1Ph/DS/CSA | https://www.zoellerpumps.com/en-us/products/sewage-pumps/commercial/290-series | EA | 1689 |  | 53514256609 | 95 | LB | 22.62 | 11.75 | 14.75 | 18 Months | NO
4294-0024 | J4294 2F/25'Cd/200-208V/3Ph/DS/cCSAus/UL | J4294 2F/25'Cd/200-208V/3Ph/DS/cCSAus/UL | https://www.zoellerpumps.com/en-us/products/sewage-pumps/commercial/290-series | EA | 1804 |  | 53514271336 | 98 | LB | 22.62 | 11.75 | 14.75 | 18 Months | NO
4294-0025 | J4294 2F/35'Cd/200-208V/3Ph/DS/cCSAus/UL | J4294 2F/35'Cd/200-208V/3Ph/DS/cCSAus/UL | https://www.zoellerpumps.com/en-us/products/sewage-pumps/commercial/290-series | EA | 1814 |  | 53514315016 | 96 | LB | 22.62 | 11.75 | 14.75 | 18 Months | NO
4294-0027 | F4294 2F/35'Cd/230V/3Ph/DS/cCSAus/UL | F4294 2F/35'Cd/230V/3Ph/DS/cCSAus/UL | https://www.zoellerpumps.com/en-us/products/sewage-pumps/commercial/290-series | EA | 1814 |  | 53514354640 | 96 | LB | 22.62 | 11.75 | 14.75 | 18 Months | NO
4295-0004 | E4295 2F/230V/1Ph/DS/CSA | E4295 2F/230V/1Ph/DS/CSA | https://www.zoellerpumps.com/en-us/products/sewage-pumps/commercial/290-series | EA | 1613 |  | 53514052980 | 99 | LB | 22.62 | 11.75 | 14.75 | 18 Months | NO
4295-0006 | I4295 2F/200-208V/1Ph/DS/cCSAus | I4295 2F/200-208V/1Ph/DS/cCSAus | https://www.zoellerpumps.com/en-us/products/sewage-pumps/commercial/290-series | EA | 1653 |  | 53514053024 | 99 | LB | 22.62 | 11.75 | 14.75 | 18 Months | NO
4295-0007 | J4295 2F/200-208V/3Ph/DS/cCSAus/UL | J4295 2F/200-208V/3Ph/DS/cCSAus/UL | https://www.zoellerpumps.com/en-us/products/sewage-pumps/commercial/290-series | EA | 1728 |  | 53514053048 | 99 | LB | 22.62 | 11.75 | 14.75 | 18 Months | NO
4295-0008 | F4295 2F/230V/3Ph/DS/cCSAus/UL | F4295 2F/230V/3Ph/DS/cCSAus/UL | https://www.zoellerpumps.com/en-us/products/sewage-pumps/commercial/290-series | EA | 1728 |  | 53514053062 | 99 | LB | 22.62 | 11.75 | 14.75 | 18 Months | NO
4295-0009 | G4295 2F/460V/3Ph/DS/cCSAus/UL | G4295 2F/460V/3Ph/DS/cCSAus/UL | https://www.zoellerpumps.com/en-us/products/sewage-pumps/commercial/290-series | EA | 1728 |  | 53514053086 | 99 | LB | 22.62 | 11.75 | 14.75 | 18 Months | NO
4295-0016 | J4295 2F/35'Cd/200-208V/3Ph/DS/cCSAus/UL | J4295 2F/35'Cd/200-208V/3Ph/DS/cCSAus/UL | https://www.zoellerpumps.com/en-us/products/sewage-pumps/commercial/290-series | EA | 1838 |  | 53514061111 | 101 | LB | 22.62 | 11.75 | 14.75 | 18 Months | NO
4295-0017 | E4295 2F/35'Cd/230V/1Ph/DS/CSA | E4295 2F/35'Cd/230V/1Ph/DS/CSA | https://www.zoellerpumps.com/en-us/products/sewage-pumps/commercial/290-series | EA | 1723 |  | 53514062095 | 101 | LB | 22.62 | 11.75 | 14.75 | 18 Months | NO
4295-0018 | E4295 2F/230V/1Ph/DS/Wo Plug/CSA | E4295 2F/230V/1Ph/DS/Wo Plug/CSA | https://www.zoellerpumps.com/en-us/products/sewage-pumps/commercial/290-series | EA | 1613 |  | 53514079581 | 99 | LB | 22.62 | 11.75 | 14.75 | 18 Months | NO
4295-0019 | F4295 2F/35'Cd/230V/3Ph/DS/cCSAus/UL | F4295 2F/35'Cd/230V/3Ph/DS/cCSAus/UL | https://www.zoellerpumps.com/en-us/products/sewage-pumps/commercial/290-series | EA | 1838 |  | 53514080228 | 104 | LB | 22.62 | 11.75 | 14.75 | 18 Months | NO
4295-0020 | G4295 2F/25'Cd/460V/3Ph/DS/cCSAus/UL | G4295 2F/25'Cd/460V/3Ph/DS/cCSAus/UL | https://www.zoellerpumps.com/en-us/products/sewage-pumps/commercial/290-series | EA | 1828 |  | 53514089108 | 96 | LB | 22.62 | 11.75 | 14.75 | 18 Months | NO
4295-0023 | F4295 2F/25'Cd/230V/3Ph/DS/cCSAus/UL | F4295 2F/25'Cd/230V/3Ph/DS/cCSAus/UL | https://www.zoellerpumps.com/en-us/products/sewage-pumps/commercial/290-series | EA | 1828 |  | 53514211943 | 100 | LB | 22.62 | 11.75 | 14.75 | 18 Months | NO
4295-0024 | G4295 2F/35'Cd/460V/3Ph/DS/cCSAus/UL | G4295 2F/35'Cd/460V/3Ph/DS/cCSAus/UL | https://www.zoellerpumps.com/en-us/products/sewage-pumps/commercial/290-series | EA | 1838 |  | 53514212186 | 97 | LB | 22.62 | 11.75 | 14.75 | 18 Months | NO
4295-0025 | E4295 2F/50'Cd/230V/1Ph/DS/CSA | E4295 2F/50'Cd/230V/1Ph/DS/CSA | https://www.zoellerpumps.com/en-us/products/sewage-pumps/commercial/290-series | EA | 1753 |  | 53514236786 | 102 | LB | 22.62 | 11.75 | 14.75 | 18 Months | NO
4295-0026 | E4295 2F/25'Cd/230V/1Ph/DS/CSA | E4295 2F/25'Cd/230V/1Ph/DS/CSA | https://www.zoellerpumps.com/en-us/products/sewage-pumps/commercial/290-series | EA | 1713 |  | 53514273293 | 101 | LB | 22.62 | 11.75 | 14.75 | 18 Months | NO
4295-0027 | F4295 2F/50'Cd/230V/3Ph/DS/cCSAus/UL | F4295 2F/50'Cd/230V/3Ph/DS/cCSAus/UL | https://www.zoellerpumps.com/en-us/products/sewage-pumps/commercial/290-series | EA | 1868 |  | 53514330316 | 107 | LB | 22.62 | 11.75 | 14.75 | 18 Months | NO
4295-0028 | I4295 2F/50'Cd/200-208V/1Ph/DS/cCSAus | I4295 2F/50'Cd/200-208V/1Ph/DS/cCSAus | https://www.zoellerpumps.com/en-us/products/sewage-pumps/commercial/290-series | EA | 1793 |  | 53514388478 | 101 | LB | 22.62 | 11.75 | 14.75 | 18 Months | NO
4295-0029 | E4295 2F/230V/1Ph/DS/CSA/Bronze Impeller | E4295 2F/230V/1Ph/DS/CSA/Bronze Impeller | https://www.zoellerpumps.com/en-us/products/sewage-pumps/commercial/290-series | EA | 1723 |  | 53514426934 | 99 | LB | 22.62 | 11.75 | 14.75 | 18 Months | YES
4295-0030 | G4295 2F/50'Cd/460V/3Ph/DS/cCSAus/UL | G4295 2F/50'Cd/460V/3Ph/DS/cCSAus/UL | https://www.zoellerpumps.com/en-us/products/sewage-pumps/commercial/290-series | EA | 1868 |  | 53514452629 | 99.5 | LB | 22.62 | 11.75 | 14.75 | 18 Months | YES
4361-0002 | N4161 3F/115V/1Ph/DS/cCSAus/(4161-0002) | N4161 3F/115V/1Ph/DS/cCSAus/(4161-0002) | https://www.zoellerpumps.com/en-us/products/sump-effluent-pumps/commercial/160-series | EA | 1370 |  | 53514086916 | 92 | LB | 22.62 | 11.75 | 14.75 | 18 Months | NO
4361-0004 | E4161 3F/230V/1Ph/cCSAus/UL/(4161-0004) | E4161 3F/230V/1Ph/cCSAus/UL/(4161-0004) | https://www.zoellerpumps.com/en-us/products/sump-effluent-pumps/commercial/160-series | EA | 1396 |  | 53514163181 | 90 | LB | 22.62 | 11.75 | 14.75 | 18 Months | NO
4361-0007 | G4161 3F/50'Cd/460V/3Ph/DS/cCSAus/UL/(4161-0017) | G4161 3F/50'Cd/460V/3Ph/DS/cCSAus/UL/(4161-0017) | https://www.zoellerpumps.com/en-us/products/sump-effluent-pumps/commercial/160-series | EA | 1651 |  | 53514098391 | 101 | LB | 22.62 | 11.75 | 14.75 | 18 Months | NO
4361-0008 | G4161 3F/25'Cd/460V/3Ph/DS/cCSAus/UL/(4161-0020) | G4161 3F/25'Cd/460V/3Ph/DS/cCSAus/UL/(4161-0020) | https://www.zoellerpumps.com/en-us/products/sump-effluent-pumps/commercial/160-series | EA | 1611 |  | 53514136772 | 101 | LB | 22.62 | 11.75 | 14.75 | 18 Months | NO
4361-0009 | G4161 3F/460V/3Ph/DS/cCSAus/UL/(4161-0008) | G4161 3F/460V/3Ph/DS/cCSAus/UL/(4161-0008) | https://www.zoellerpumps.com/en-us/products/sump-effluent-pumps/commercial/160-series | EA | 1511 |  | 53514173203 | 98 | LB | 22.62 | 11.75 | 14.75 | 18 Months | NO
4361-0010 | J4161 3F/200-208V/3Ph/DS/cCSAus/UL/(4161-0006) | J4161 3F/200-208V/3Ph/DS/cCSAus/UL/(4161-0006) | https://www.zoellerpumps.com/en-us/products/sump-effluent-pumps/commercial/160-series | EA | 1511 |  | 53514193980 | 92 | LB |  |  |  | 18 Months | NO
4363-0005 | E4163 3F/35'Cd/230V/1Ph/DS/cCSAus/UL/(4163-0018) | E4163 3F/35'Cd/230V/1Ph/DS/cCSAus/UL/(4163-0018) | https://www.zoellerpumps.com/en-us/products/sump-effluent-pumps/commercial/160-series | EA | 1396 |  | 53514099701 | 92 | LB | 22.62 | 11.75 | 14.75 | 18 Months | NO
4363-0006 | G4163 3F/460V/3Ph/DS/cCSAus/UL/(4163-0008) | G4163 3F/460V/3Ph/DS/cCSAus/UL/(4163-0008) | https://www.zoellerpumps.com/en-us/products/sump-effluent-pumps/commercial/160-series | EA | 1511 |  | 53514127879 | 88 | LB | 22.62 | 11.75 | 14.75 | 18 Months | NO
4363-0007 | J4163 3F/230V/3Ph/DS/cCSAus/UL/(4163-0006) | J4163 3F/230V/3Ph/DS/cCSAus/UL/(4163-0006) | https://www.zoellerpumps.com/en-us/products/sump-effluent-pumps/commercial/160-series | EA | 1511 |  | 53514191108 | 88 | LB |  |  |  | 18 Months | NO
4363-0008 | N4163 3F/115V/1Ph/DS/cCSAus/(4163-0002) | N4163 3F/115V/1Ph/DS/cCSAus/(4163-0002) | https://www.zoellerpumps.com/en-us/products/sump-effluent-pumps/commercial/160-series | EA | 1370 |  | 53514229276 | 88 | LB | 22.62 | 11.75 | 14.75 | 18 Months | NO
4365-0004 | E4165 3F/230V/1Ph/DS/cCSAus/UL/(4165-0004) | E4165 3F/230V/1Ph/DS/cCSAus/UL/(4165-0004) | https://www.zoellerpumps.com/en-us/products/sump-effluent-pumps/commercial/160-series | EA | 1537 |  | 53514086909 | 91 | LB | 22.62 | 11.75 | 14.75 | 18 Months | NO
4365-0005 | G4165 3F/50'Cd/460V/3Ph/DS/cCSAus/UL/(4165-0015) | G4165 3F/50'Cd/460V/3Ph/DS/cCSAus/UL/(4165-0015) | https://www.zoellerpumps.com/en-us/products/sump-effluent-pumps/commercial/160-series | EA | 1792 |  | 53514098278 | 98 | LB | 22.62 | 11.75 | 14.75 | 18 Months | NO
4365-0006 | G4165 3F/460V/3Ph/DS/cCSAus/UL/(4165-0008) | G4165 3F/460V/3Ph/DS/cCSAus/UL/(4165-0008) | https://www.zoellerpumps.com/en-us/products/sump-effluent-pumps/commercial/160-series | EA | 1652 |  | 53514121822 | 98 | LB | 22.62 | 11.75 | 14.75 | 18 Months | NO
4365-0007 | G4165 3F/50'Cd/460V/3Ph/DS/cCSAus/UL/(4165-0015) | G4165 3F/50'Cd/460V/3Ph/DS/cCSAus/UL/(4165-0015) | https://www.zoellerpumps.com/en-us/products/sump-effluent-pumps/commercial/160-series | EA | 1752 |  | 53514210748 | 99 | LB | 22.62 | 11.75 | 14.75 | 18 Months | NO
4365-0008 | J4165 3F/200-208V/3Ph/DS/cCSAus/UL/(4165-0006) | J4165 3F/200-208V/3Ph/DS/cCSAus/UL/(4165-0006) | https://www.zoellerpumps.com/en-us/products/sump-effluent-pumps/commercial/160-series | EA | 1652 |  | 53514327026 | 92 | LB | 22.62 | 11.75 | 14.75 | 18 Months | NO
4365-0009 | I4165 3F/200-208V/1Ph/Dbl Sl/cCSAus/UL/(4165-0005) | I4165 3F/200-208V/1Ph/Dbl Sl/cCSAus/UL/(4165-0005) | https://www.zoellerpumps.com/en-us/products/sump-effluent-pumps/commercial/160-series | EA | 1577 |  | 53514380595 | 91 | LB | 22.62 | 11.75 | 14.75 | 18 Months | NO
4382-0002 | N4282 3F/115V/1PH/DS/cCSAus/UL | N4282 3F/115V/1PH/DS/cCSAus/UL | https://www.zoellerpumps.com/en-us/products/sewage-pumps/commercial/280-series | EA | 1130 |  | 53514056421 | 89 | LB | 22.62 | 11.75 | 14.75 | 18 Months | NO
4382-0004 | E4282 3F/230V/1Ph/DS/cCSAus/UL | E4282 3F/230V/1Ph/DS/cCSAus/UL | https://www.zoellerpumps.com/en-us/products/sewage-pumps/commercial/280-series | EA | 1218 |  | 53514064242 | 88 | LB | 22.62 | 11.75 | 14.75 | 18 Months | NO
4382-0005 | G4282 3F/460V/3Ph/DS/cCSAus/UL | G4282 3F/460V/3Ph/DS/cCSAus/UL | https://www.zoellerpumps.com/en-us/products/sewage-pumps/commercial/280-series | EA | 1333 |  | 53514071387 | 88 | LB | 22.62 | 11.75 | 14.75 | 18 Months | NO
4382-0006 | J4282 3F/200-208V/3Ph/DS/cCSAus/UL | J4282 3F/200-208V/3Ph/DS/cCSAus/UL | https://www.zoellerpumps.com/en-us/products/sewage-pumps/commercial/280-series | EA | 1333 |  | 53514071417 | 88 | LB | 22.62 | 11.75 | 14.75 | 18 Months | NO
4382-0007 | F4282 3F/230V/3Ph/DS/cCSAus/UL | F4282 3F/230V/3Ph/DS/cCSAus/UL | https://www.zoellerpumps.com/en-us/products/sewage-pumps/commercial/280-series | EA | 1333 |  | 53514076542 | 88 | LB | 22.62 | 11.75 | 14.75 | 18 Months | NO
4382-0008 | I4282 3F/200-208V/1Ph/DS/cCSAus | I4282 3F/200-208V/1Ph/DS/cCSAus | https://www.zoellerpumps.com/en-us/products/sewage-pumps/commercial/280-series | EA | 1258 |  | 53514084622 | 89 | LB | 22.62 | 11.75 | 14.75 | 18 Months | NO
4382-0009 | I4282 3F/35'Cd/200-208V/1Ph/DS/cCSAus | I4282 3F/35'Cd/200-208V/1Ph/DS/cCSAus | https://www.zoellerpumps.com/en-us/products/sewage-pumps/commercial/280-series | EA | 1368 |  | 53514179571 | 91 | LB |  |  |  | 18 Months | NO
4382-0010 | N4282 3F/35'Cd/115V/1Ph/DS/cCSAus/UL | N4282 3F/35'Cd/115V/1Ph/DS/cCSAus/UL | https://www.zoellerpumps.com/en-us/products/sewage-pumps/commercial/280-series | EA | 1260 |  | 53514184100 | 95 | LB | 22.62 | 11.75 | 14.75 | 18 Months | NO
4382-0011 | G4282 3F/25'Cd/460V/3Ph/DS/cCSAus/UL | G4282 3F/25'Cd/460V/3Ph/DS/cCSAus/UL | https://www.zoellerpumps.com/en-us/products/sewage-pumps/commercial/280-series | EA | 1453 |  | 53514190668 | 91 | LB |  |  |  | 18 Months | NO
4382-0012 | J4282 3F/25'Cd/200-208V/3Ph/DS/cCSAus/UL | J4282 3F/25'Cd/200-208V/3Ph/DS/cCSAus/UL | https://www.zoellerpumps.com/en-us/products/sewage-pumps/commercial/280-series | EA | 1433 |  | 53514242374 | 88 | LB | 22.62 | 11.75 | 14.75 | 18 Months | NO
4382-0013 | E4282 3F/25'Cd/230V/1Ph/DS/cCSAus/UL | E4282 3F/25'Cd/230V/1Ph/DS/cCSAus/UL | https://www.zoellerpumps.com/en-us/products/sewage-pumps/commercial/280-series | EA | 1318 |  | 53514270315 | 88 | LB | 22.62 | 11.75 | 14.75 | 18 Months | NO
4382-0014 | N4282 3F/25'Cd/115V/1Ph/DS/cCSAus/UL | N4282 3F/25'Cd/115V/1Ph/DS/cCSAus/UL | https://www.zoellerpumps.com/en-us/products/sewage-pumps/commercial/280-series | EA | 1230 |  | 53514288839 | 94 | LB | 22.62 | 11.75 | 14.75 | 18 Months | NO
4382-0015 | J4282 3F/50'Cd/200-208V/3Ph/DS/cCSAus/UL | J4282 3F/50'Cd/200-208V/3Ph/DS/cCSAus/UL | https://www.zoellerpumps.com/en-us/products/sewage-pumps/commercial/280-series | EA | 1493 |  | 53514352349 | 94 | LB | 22.62 | 11.75 | 14.75 | 18 Months | NO
4382-0016 | G4282 3F/50'Cd/460V/3Ph/DS/cCSAus | G4282 3F/50'Cd/460V/3Ph/DS/cCSAus | https://www.zoellerpumps.com/en-us/products/sewage-pumps/commercial/280-series | EA | 1493 |  | 53514462437 | 94 | LB | 22.62 | 11.75 | 14.75 | 18 Months | NO
4382-0017 | E4282 3F/50'Cd/230V/1Ph/DS/cCSAus | E4282 3F/50'Cd/230V/1Ph/DS/cCSAus | https://www.zoellerpumps.com/en-us/products/sewage-pumps/commercial/280-series | EA | 1378 |  | 53514470975 | 89 | LB | 22.62 | 11.75 | 14.75 | 18 Months | NO
4384-0004 | E4284 3F/230V/1Ph/DS/cCSAus/UL | E4284 3F/230V/1Ph/DS/cCSAus/UL | https://www.zoellerpumps.com/en-us/products/sewage-pumps/commercial/280-series | EA | 1379 |  | 53514057985 | 91 | LB | 22.62 | 11.75 | 14.75 | 18 Months | NO
4384-0005 | G4284 3F/460V/3Ph/DS/cCSAus/UL | G4284 3F/460V/3Ph/DS/cCSAus/UL | https://www.zoellerpumps.com/en-us/products/sewage-pumps/commercial/280-series | EA | 1494 |  | 53514058265 | 91 | LB | 22.62 | 11.75 | 14.75 | 18 Months | NO
4384-0006 | J4284 3F/200-208V/3Ph/DS/cCSAus/UL | J4284 3F/200-208V/3Ph/DS/cCSAus/UL | https://www.zoellerpumps.com/en-us/products/sewage-pumps/commercial/280-series | EA | 1494 |  | 53514058760 | 91 | LB | 22.62 | 11.75 | 14.75 | 18 Months | NO
4384-0011 | F4284 3F/230V/3Ph/DS/cCSAus/UL | F4284 3F/230V/3Ph/DS/cCSAus/UL | https://www.zoellerpumps.com/en-us/products/sewage-pumps/commercial/280-series | EA | 1494 |  | 53514085643 | 91 | LB | 22.62 | 11.75 | 14.75 | 18 Months | NO
4384-0013 | J4284 3F/35'Cd/200-208V/3Ph/DS/cCSAus/UL | J4284 3F/35'Cd/200-208V/3Ph/DS/cCSAus/UL | https://www.zoellerpumps.com/en-us/products/sewage-pumps/commercial/280-series | EA | 1604 |  | 53514106256 | 94 | LB | 22.62 | 11.75 | 14.75 | 18 Months | NO
4384-0014 | I4284 3F/200-208V/1Ph/DS/cCSAus | I4284 3F/200-208V/1Ph/DS/cCSAus | https://www.zoellerpumps.com/en-us/products/sewage-pumps/commercial/280-series | EA | 1419 |  | 53514110123 | 92 | LB | 22.62 | 11.75 | 14.75 | 18 Months | NO
4384-0015 | G4284 3F/50'Cd/460V/3Ph/DS/cCSAus/UL | G4284 3F/50'Cd/460V/3Ph/DS/cCSAus/UL | https://www.zoellerpumps.com/en-us/products/sewage-pumps/commercial/280-series | EA | 1634 |  | 53514112417 | 95 | LB | 22.62 | 11.75 | 14.75 | 18 Months | NO
4384-0016 | F4284 3F/25'Cd/230V/3Ph//DS/cCSAus/UL | F4284 3F/25'Cd/230V/3Ph//DS/cCSAus/UL | https://www.zoellerpumps.com/en-us/products/sewage-pumps/commercial/280-series | EA | 1594 |  | 53514120610 | 90 | LB | 22.62 | 11.75 | 14.75 | 18 Months | NO
4384-0017 | G4284 3F/25'Cd/460V/3Ph/DS/cCSAus/UL | G4284 3F/25'Cd/460V/3Ph/DS/cCSAus/UL | https://www.zoellerpumps.com/en-us/products/sewage-pumps/commercial/280-series | EA | 1594 |  | 53514136116 | 95 | LB | 22.62 | 11.75 | 14.75 | 18 Months | NO
4384-0018 | E4284 3F/35'Cd/230V/1Ph/DS/cCSAus/UL | E4284 3F/35'Cd/230V/1Ph/DS/cCSAus/UL | https://www.zoellerpumps.com/en-us/products/sewage-pumps/commercial/280-series | EA | 1489 |  | 53514140885 | 94 | LB | 22.62 | 11.75 | 14.75 | 18 Months | NO
4384-0019 | J4284 3F/50'Cd/200-208V/3Ph/DS/cCSAus/UL | J4284 3F/50'Cd/200-208V/3Ph/DS/cCSAus/UL | https://www.zoellerpumps.com/en-us/products/sewage-pumps/commercial/280-series | EA | 1634 |  | 53514174989 | 96 | LB | 22.62 | 11.75 | 14.75 | 18 Months | NO
4384-0020 | F4284 3F/50'Cd/230V/3Ph/DS/cCSAus/UL/(01 | F4284 3F/50'Cd/230V/3Ph/DS/cCSAus/UL/(01 | https://www.zoellerpumps.com/en-us/products/sewage-pumps/commercial/280-series | EA | 1654 |  | 53514229191 | 98 | LB | 0 | 0 | 0 | 18 Months | NO
4384-0021 | J4284 3F/25'Cd/200-208V/3Ph/DS/cCSAus/UL | J4284 3F/25'Cd/200-208V/3Ph/DS/cCSAus/UL | https://www.zoellerpumps.com/en-us/products/sewage-pumps/commercial/280-series | EA | 1594 |  | 53514242473 | 94 | LB | 22.62 | 11.75 | 14.75 | 18 Months | NO
4384-0022 | E4284 3F/25'Cd/230V/1Ph/DS/cCSAus/UL | E4284 3F/25'Cd/230V/1Ph/DS/cCSAus/UL | https://www.zoellerpumps.com/en-us/products/sewage-pumps/commercial/280-series | EA | 1479 |  | 53514284084 | 93 | LB | 22.62 | 11.75 | 14.75 | 18 Months | NO
4384-0023 | I4284 3F/25'Cd/200-208V/1Ph/DS/cCSAus | I4284 3F/25'Cd/200-208V/1Ph/DS/cCSAus | https://www.zoellerpumps.com/en-us/products/sewage-pumps/commercial/280-series | EA | 1519 |  | 53514288495 | 98 | LB | 22.62 | 11.75 | 14.75 | 18 Months | NO
4384-0024 | F4284 3F/35'Cd/230V/3Ph/DS/cCSAus/UL | F4284 3F/35'Cd/230V/3Ph/DS/cCSAus/UL | https://www.zoellerpumps.com/en-us/products/sewage-pumps/commercial/280-series | EA | 1624 |  | 53514313173 | 96 | LB | 22.62 | 11.75 | 14.75 | 18 Months | NO
4384-0025 | E4284 3F/50'Cd/230V/1Ph/DS/cCSAus/UL | E4284 3F/50'Cd/230V/1Ph/DS/cCSAus/UL | https://www.zoellerpumps.com/en-us/products/sewage-pumps/commercial/280-series | EA | 1539 |  | 53514358983 | 94 | LB | 22.62 | 11.75 | 14.75 | 18 Months | NO
4384-0026 | I4284 3F/35'Cd/200-208V/1Ph/DS/cCSAus | I4284 3F/35'Cd/200-208V/1Ph/DS/cCSAus | https://www.zoellerpumps.com/en-us/products/sewage-pumps/commercial/280-series | EA | 1549 |  | 53514382575 | 98 | LB | 22.62 | 11.75 | 14.75 | 18 Months | NO
4384-0027 | I4284 3F/50'Cd/200-208V/1Ph/DS/cCSAus/(4284-0020) | I4284 3F/50'Cd/200-208V/1Ph/DS/cCSAus/(4284-0020) | https://www.zoellerpumps.com/en-us/products/sewage-pumps/commercial/280-series | EA | 1654 |  | 53514454173 | 99 | LB | 22.62 | 11.75 | 14.75 | 18 Months | NO
4385-0005 | J4185 3F/200-208V/3Ph/DS/cCSAus/UL/(4185-0006) | J4185 3F/200-208V/3Ph/DS/cCSAus/UL/(4185-0006) | https://www.zoellerpumps.com/en-us/products/sump-effluent-pumps/commercial/180-190-series | EA | 1629 |  | 53514098940 | 91 | LB | 22.62 | 11.75 | 14.75 | 18 Months | NO
4386-0004 | E4186 3F/230V/1Ph/DS/CSA/(4186-0004) | E4186 3F/230V/1Ph/DS/CSA/(4186-0004) | https://www.zoellerpumps.com/en-us/products/sump-effluent-pumps/commercial/180-190-series | EA | 1687 |  | 53514265960 | 96 | LB | 22.62 | 11.75 | 14.75 | 18 Months | NO
4386-0005 | G4186 3F/460V/3Ph/DS/cCSAus/(4186-0006) | G4186 3F/460V/3Ph/DS/cCSAus/(4186-0006) | https://www.zoellerpumps.com/en-us/products/sump-effluent-pumps/commercial/180-190-series | EA | 1802 |  | 53514363482 | 97 | LB | 22.62 | 11.75 | 14.75 | 18 Months | NO
4386-0006 | G4186 3F/35'Cd/460V/3Ph/DS/cCSAus/(4186-0011) | G4186 3F/35'Cd/460V/3Ph/DS/cCSAus/(4186-0011) | https://www.zoellerpumps.com/en-us/products/sump-effluent-pumps/commercial/180-190-series | EA | 1912 |  | 53514475147 | 97 | LB | 22.62 | 11.75 | 14.75 | 18 Months | NO
4388-0004 | E4188 3F/230V/1Ph/DS/CSA/(4188-0004) | E4188 3F/230V/1Ph/DS/CSA/(4188-0004) | https://www.zoellerpumps.com/en-us/products/sump-effluent-pumps/commercial/180-190-series | EA | 1687 |  | 53514084349 | 99 | LB | 22.62 | 11.75 | 14.75 | 18 Months | NO
4388-0005 | J4188 3F/200-208V/3Ph/DS/cCSAus/UL/(4188-0006) | J4188 3F/200-208V/3Ph/DS/cCSAus/UL/(4188-0006) | https://www.zoellerpumps.com/en-us/products/sump-effluent-pumps/commercial/180-190-series | EA | 1802 |  | 53514068844 | 97 | LB | 22.62 | 11.75 | 14.75 | 18 Months | NO
4388-0007 | F4188 3F/230V/3Ph/DS/cCSAus/UL/(4188-0007) | F4188 3F/230V/3Ph/DS/cCSAus/UL/(4188-0007) | https://www.zoellerpumps.com/en-us/products/sump-effluent-pumps/commercial/180-190-series | EA | 1802 |  | 53514094522 | 97 | LB | 22.62 | 11.75 | 14.75 | 18 Months | NO
4388-0008 | G4188 3F/460V/3Ph/DS/cCSAus/UL(4188-0008) | G4188 3F/460V/3Ph/DS/cCSAus/UL(4188-0008) | https://www.zoellerpumps.com/en-us/products/sump-effluent-pumps/commercial/180-190-series | EA | 1802 |  | 53514103057 | 99 | LB | 22.62 | 11.75 | 14.75 | 18 Months | NO
4388-0009 | I4188 3F/200-208V/1Ph/DS/cCSAus/(4188-0005) | I4188 3F/200-208V/1Ph/DS/cCSAus/(4188-0005) | https://www.zoellerpumps.com/en-us/products/sump-effluent-pumps/commercial/180-190-series | EA | 1769 |  | 53514306793 | 98 | LB | 22.62 | 11.75 | 14.75 | 18 Months | NO
4388-0010 | F4188 3F/35'Cd/230V/3Ph/DS/cCSAus/UL/(4188-0023) | F4188 3F/35'Cd/230V/3Ph/DS/cCSAus/UL/(4188-0023) | https://www.zoellerpumps.com/en-us/products/sump-effluent-pumps/commercial/180-190-series | EA | 1797 |  | 53514337582 | 98 | LB | 22.62 | 11.75 | 14.75 | 18 Months | NO
4388-0011 | J4188 3F/25'Cd/200V/3Ph/DS/cCSAus/UL/(4188-0018) | J4188 3F/25'Cd/200V/3Ph/DS/cCSAus/UL/(4188-0018) | https://www.zoellerpumps.com/en-us/products/sump-effluent-pumps/commercial/180-190-series | EA | 1902 |  | 53514343224 | 100 | LB | 22.62 | 11.75 | 14.75 | 18 Months | NO
4388-0012 | J4188 3F/35'Cd/200V/3Ph/DS/cCSAus/UL/(4188-0014) | J4188 3F/35'Cd/200V/3Ph/DS/cCSAus/UL/(4188-0014) | https://www.zoellerpumps.com/en-us/products/sump-effluent-pumps/commercial/180-190-series | EA | 1912 |  | 53514364908 | 100 | LB | 22.62 | 11.75 | 14.75 | 18 Months | NO
4388-0013 | J4188 3F/50'Cd/200V/3Ph/DS/cCSAus/UL/(4188-0016) | J4188 3F/50'Cd/200V/3Ph/DS/cCSAus/UL/(4188-0016) | https://www.zoellerpumps.com/en-us/products/sump-effluent-pumps/commercial/180-190-series | EA | 1942 |  | 53514441005 | 100 | LB | 22.62 | 11.75 | 14.75 | 18 Months | NO
4389-0004 | E4189 3F/230V/1Ph/DS/CSA/(4189-0004) | E4189 3F/230V/1Ph/DS/CSA/(4189-0004) | https://www.zoellerpumps.com/en-us/products/sump-effluent-pumps/commercial/180-190-series | EA | 1773 |  | 53514079734 | 100 | LB | 22.62 | 11.75 | 14.75 | 18 Months | NO
4389-0007 | E4189 3F/35'Cd/230V/1Ph/DS/CSA(4189-0017) | E4189 3F/35'Cd/230V/1Ph/DS/CSA(4189-0017) | https://www.zoellerpumps.com/en-us/products/sump-effluent-pumps/commercial/180-190-series | EA | 1883 |  | 53514064853 | 105 | LB | 22.62 | 11.75 | 14.75 | 18 Months | NO
4389-0008 | E4189 3F/50'Cd/230V/1Ph/DS/CSA(4189-0019) | E4189 3F/50'Cd/230V/1Ph/DS/CSA(4189-0019) | https://www.zoellerpumps.com/en-us/products/sump-effluent-pumps/commercial/180-190-series | EA | 1913 |  | 53514069148 | 107 | LB | 22.62 | 11.75 | 14.75 | 18 Months | NO
4389-0010 | J4189 3F/200-208V/3Ph/DS/cCSAus/UL/(4189-0007) | J4189 3F/200-208V/3Ph/DS/cCSAus/UL/(4189-0007) | https://www.zoellerpumps.com/en-us/products/sump-effluent-pumps/commercial/180-190-series | EA | 1888 |  | 53514112349 | 97 | LB | 22.62 | 11.75 | 14.75 | 18 Months | NO
4389-0011 | G4189 3F/460V/3Ph/DS/cCSAus/UL/(4189-0009) | G4189 3F/460V/3Ph/DS/cCSAus/UL/(4189-0009) | https://www.zoellerpumps.com/en-us/products/sump-effluent-pumps/commercial/180-190-series | EA | 1888 |  | 53514174712 | 97 | LB | 22.62 | 11.75 | 14.75 | 18 Months | NO
4389-0012 | G4189 3F/35'Cd/460V/3Ph/DS/cCSAus/UL/(4189-0026) | G4189 3F/35'Cd/460V/3Ph/DS/cCSAus/UL/(4189-0026) | https://www.zoellerpumps.com/en-us/products/sump-effluent-pumps/commercial/180-190-series | EA | 1998 |  | 53514309725 | 100 | LB | 22.62 | 11.75 | 14.75 | 18 Months | NO
4389-0013 | F4189 3F/230V/3Ph/DS/cCSAus/UL/(4189-0008) | F4189 3F/230V/3Ph/DS/cCSAus/UL/(4189-0008) | https://www.zoellerpumps.com/en-us/products/sump-effluent-pumps/commercial/180-190-series | EA | 1888 |  | 53514338275 | 98 | LB | 22.62 | 11.75 | 14.75 | 18 Months | NO
4389-0014 | G4189 3F/50'Cd/460V/3Ph/DS/cCSAus/UL/(4189-0020) | G4189 3F/50'Cd/460V/3Ph/DS/cCSAus/UL/(4189-0020) | https://www.zoellerpumps.com/en-us/products/sump-effluent-pumps/commercial/180-190-series | EA | 2028 |  | 53514414610 | 106 | LB | 22.62 | 11.75 | 14.75 | 18 Months | NO
4389-0015 | F4189 3F/25'Cd/230V/3Ph/DS/cCSAus/UL/(4189-0030) | F4189 3F/25'Cd/230V/3Ph/DS/cCSAus/UL/(4189-0030) | https://www.zoellerpumps.com/en-us/products/sump-effluent-pumps/commercial/180-190-series | EA | 1988 |  | 53514454104 | 98 | LB | 22.62 | 11.75 | 14.75 | 18 Months | NO
4390-0004 | E4290 3F/230V/1Ph/DS/(009348) | E4290 3F/230V/1Ph/DS/(009348) | https://www.zoellerpumps.com/en-us/products/sewage-pumps/commercial/290-series | EA | 2104 |  | 53514054977 | 102 | LB | 22.62 | 11.75 | 14.75 | 18 Months | NO
4390-0005 | F4290 3F/230V/3Ph/DS/(011008) | F4290 3F/230V/3Ph/DS/(011008) | https://www.zoellerpumps.com/en-us/products/sewage-pumps/commercial/290-series | EA | 2219 |  | 53514064471 | 102 | LB | 22.62 | 11.75 | 14.75 | 18 Months | NO
4390-0006 | G4290 3F/460V/3Ph/DS/(011009) | G4290 3F/460V/3Ph/DS/(011009) | https://www.zoellerpumps.com/en-us/products/sewage-pumps/commercial/290-series | EA | 2219 |  | 53514064488 | 102 | LB | 22.62 | 11.75 | 14.75 | 18 Months | NO
4390-0008 | I4290 3F/200-208V/1Ph/DS/(011010) | I4290 3F/200-208V/1Ph/DS/(011010) | https://www.zoellerpumps.com/en-us/products/sewage-pumps/commercial/290-series | EA | 2144 |  | 53514064495 | 102 | LB | 22.62 | 11.75 | 14.75 | 18 Months | NO
4390-0009 | J4290 3F/200-208V/3Ph/DS/(011011) | J4290 3F/200-208V/3Ph/DS/(011011) | https://www.zoellerpumps.com/en-us/products/sewage-pumps/commercial/290-series | EA | 2219 |  | 53514064501 | 102 | LB | 22.62 | 11.75 | 14.75 | 18 Months | NO
4391-0004 | E4291 3F/230V/1Ph/DS/Wo Plug | E4291 3F/230V/1Ph/DS/Wo Plug | https://www.zoellerpumps.com/en-us/products/sewage-pumps/commercial/290-series | EA | 2395 |  | 53514064587 | 104 | LB | 22.62 | 11.75 | 14.75 | 18 Months | NO
4391-0005 | F4291 3F/230V/3Ph/DS/(011014) | F4291 3F/230V/3Ph/DS/(011014) | https://www.zoellerpumps.com/en-us/products/sewage-pumps/commercial/290-series | EA | 2510 |  | 53514064594 | 104 | LB | 22.62 | 11.75 | 14.75 | 18 Months | NO
4391-0006 | G4291 3F/460V/3Ph/DS/(011015) | G4291 3F/460V/3Ph/DS/(011015) | https://www.zoellerpumps.com/en-us/products/sewage-pumps/commercial/290-series | EA | 2510 |  | 53514064600 | 104 | LB | 22.62 | 11.75 | 14.75 | 18 Months | NO
4391-0008 | I4291 3F/200-208V/1Ph/DS/(011016) | I4291 3F/200-208V/1Ph/DS/(011016) | https://www.zoellerpumps.com/en-us/products/sewage-pumps/commercial/290-series | EA | 2435 |  | 53514064617 | 104 | LB | 22.62 | 11.75 | 14.75 | 18 Months | NO
4391-0009 | J4291 3F/200-208V/3Ph/DS/(011017) | J4291 3F/200-208V/3Ph/DS/(011017) | https://www.zoellerpumps.com/en-us/products/sewage-pumps/commercial/290-series | EA | 2510 |  | 53514064624 | 104 | LB | 22.62 | 11.75 | 14.75 | 18 Months | NO
4391-0013 | E4291 3F/50'CD/230V/1Ph/DS | E4291 3F/50'CD/230V/1Ph/DS | https://www.zoellerpumps.com/en-us/products/sump-effluent-pumps/commercial/180-190-series | EA | 2555 |  | 53514475055 | 104 | LB | 22.62 | 11.75 | 14.75 | 18 Months | NO
4392-0002 | N4292 3F/115V/1Ph/DS/CSA | N4292 3F/115V/1Ph/DS/CSA | https://www.zoellerpumps.com/en-us/products/sewage-pumps/commercial/290-series | EA | 1293 |  | 53514061296 | 95 | LB | 22.62 | 11.75 | 14.75 | 18 Months | NO
4392-0006 | N4292 3F/35'Cd/115V/1Ph/DS/CSA | N4292 3F/35'Cd/115V/1Ph/DS/CSA | https://www.zoellerpumps.com/en-us/products/sewage-pumps/commercial/290-series | EA | 1403 |  | 53514180799 | 98 | LB |  |  |  | 18 Months | NO
4392-0007 | N4292 3F/50'Cd/115V/1Ph/DS/CSA | N4292 3F/50'Cd/115V/1Ph/DS/CSA | https://www.zoellerpumps.com/en-us/products/sewage-pumps/commercial/290-series | EA | 1433 |  | 53514229696 | 98 | LB | 0 | 0 | 0 | 18 Months | NO
4392-0008 | F4292 3F/230V/3Ph/DS/cCSAus | F4292 3F/230V/3Ph/DS/cCSAus | https://www.zoellerpumps.com/en-us/products/sewage-pumps/commercial/290-series | EA | 1423 |  | 53514355616 | 95 | LB | 22.62 | 11.75 | 14.75 | 18 Months | NO
4392-0009 | G4292 3F/460V/3Ph/DS/cCSAus | G4292 3F/460V/3Ph/DS/cCSAus | https://www.zoellerpumps.com/en-us/products/sewage-pumps/commercial/290-series | EA | 1354 |  | 53514361006 | 95 | LB | 22.65 | 11.75 | 14.75 | 18 Months | NO
4392-0010 | J4292 3F/50'Cd/200-208V/3Ph/DS/cCSAus | J4292 3F/50'Cd/200-208V/3Ph/DS/cCSAus | https://www.zoellerpumps.com/en-us/products/sewage-pumps/commercial/290-series | EA | 1624 |  | 53514363864 | 95 | LB | 22.62 | 11.75 | 14.75 | 18 Months | NO
4392-0011 | J4292 3F/200-208V/3Ph/DS/cCSAus | J4292 3F/200-208V/3Ph/DS/cCSAus | https://www.zoellerpumps.com/en-us/products/sewage-pumps/commercial/290-series | EA | 1469 |  | 53514412708 | 95 | LB | 22.62 | 11.75 | 14.75 | 18 Months | NO
4393-0004 | E4293 3F/230V/1Ph/DS/cCSAus/UL | E4293 3F/230V/1Ph/DS/cCSAus/UL | https://www.zoellerpumps.com/en-us/products/sewage-pumps/commercial/290-series | EA | 1400 |  | 53514078133 | 96 | LB | 22.62 | 11.75 | 14.75 | 18 Months | NO
4393-0005 | J4293 3F/200-208V/3Ph/DS/cCSAus | J4293 3F/200-208V/3Ph/DS/cCSAus | https://www.zoellerpumps.com/en-us/products/sewage-pumps/commercial/290-series | EA | 1515 |  | 53514057442 | 96 | LB | 22.62 | 11.75 | 14.75 | 18 Months | NO
4393-0006 | G4293 3F/460V/3Ph/DS/cCSAus/UL | G4293 3F/460V/3Ph/DS/cCSAus/UL | https://www.zoellerpumps.com/en-us/products/sewage-pumps/commercial/290-series | EA | 1515 |  | 53514069124 | 96 | LB | 22.62 | 11.75 | 14.75 | 18 Months | NO
4393-0008 | G4293 3F/35'Cd/460V/3Ph/DS/cCSAus/UL | G4293 3F/35'Cd/460V/3Ph/DS/cCSAus/UL | https://www.zoellerpumps.com/en-us/products/sewage-pumps/commercial/290-series | EA | 1625 |  | 53514072995 | 97 | LB | 22.62 | 11.75 | 14.75 | 18 Months | NO
4393-0009 | I4293 3F/35'Cd/200-208V/1Ph/DS/cCSAus | I4293 3F/35'Cd/200-208V/1Ph/DS/cCSAus | https://www.zoellerpumps.com/en-us/products/sewage-pumps/commercial/290-series | EA | 1550 |  | 53514141967 | 99 | LB | 22.62 | 11.75 | 14.75 | 18 Months | NO
4393-0010 | F4293 3F/230V/3Ph/DS/cCSAus/UL | F4293 3F/230V/3Ph/DS/cCSAus/UL | https://www.zoellerpumps.com/en-us/products/sewage-pumps/commercial/290-series | EA | 1515 |  | 53514190828 | 98 | LB | 22.62 | 11.75 | 14.75 | 18 Months | NO
4393-0011 | I4293 3F/200-208V/1Ph/DS/cCSAus | I4293 3F/200-208V/1Ph/DS/cCSAus | https://www.zoellerpumps.com/en-us/products/sewage-pumps/commercial/290-series | EA | 1440 |  | 53514325190 | 96 | LB | 22.62 | 11.75 | 14.75 | 18 Months | NO
4393-0012 | E4293 3F/50'Cd/230V/1Ph/DS/cCSAus/UL | E4293 3F/50'Cd/230V/1Ph/DS/cCSAus/UL | https://www.zoellerpumps.com/en-us/products/sewage-pumps/commercial/290-series | EA | 1540 |  | 53514352585 | 105 | LB | 22.62 | 11.75 | 14.75 | 18 Months | NO
4393-0013 | F4293 3F/25'Cd/230V/3Ph/DS/cCSAus/UL | F4293 3F/25'Cd/230V/3Ph/DS/cCSAus/UL | https://www.zoellerpumps.com/en-us/products/sewage-pumps/commercial/290-series | EA | 1615 |  | 53514361891 | 98 | LB | 22.62 | 11.75 | 14.75 | 18 Months | NO
4393-0014 | J4293 3F/25'Cd/200-208V/3Ph/DS/cCSAus | J4293 3F/25'Cd/200-208V/3Ph/DS/cCSAus | https://www.zoellerpumps.com/en-us/products/sewage-pumps/commercial/290-series | EA | 1615 |  | 53514365745 | 96 | LB | 22.62 | 11.75 | 14.75 | 18 Months | NO
4393-0017 | I4293 3F/50'Cd/200-208V/1Ph/DS/cCSAus | I4293 3F/50'Cd/200-208V/1Ph/DS/cCSAus | https://www.zoellerpumps.com/en-us/products/sewage-pumps/commercial/290-series | EA | 1580 |  | 53514473068 | 96 | LB | 22.62 | 11.75 | 14.75 | 18 Months | NO
4394-0005 | I4294 3F/200-208V/1Ph/DS/cCSAus | I4294 3F/200-208V/1Ph/DS/cCSAus | https://www.zoellerpumps.com/en-us/products/sewage-pumps/commercial/290-series | EA | 1649 |  | 53514056940 | 97 | LB | 22.62 | 11.75 | 14.75 | 18 Months | NO
4394-0006 | J4294 3F/200-208V/3Ph/DS/cCSAus/UL | J4294 3F/200-208V/3Ph/DS/cCSAus/UL | https://www.zoellerpumps.com/en-us/products/sewage-pumps/commercial/290-series | EA | 1704 |  | 53514058401 | 96 | LB | 22.62 | 11.75 | 14.75 | 18 Months | NO
4394-0008 | E4294 3F/230V/1Ph/DS/CSA | E4294 3F/230V/1Ph/DS/CSA | https://www.zoellerpumps.com/en-us/products/sewage-pumps/commercial/290-series | EA | 1609 |  | 53514072322 | 96 | LB | 22.62 | 11.75 | 14.75 | 18 Months | NO
4394-0009 | G4294 3F/460V/3Ph/DS/cCSAus/UL | G4294 3F/460V/3Ph/DS/cCSAus/UL | https://www.zoellerpumps.com/en-us/products/sewage-pumps/commercial/290-series | EA | 1724 |  | 53514077198 | 96 | LB | 22.62 | 11.75 | 14.75 | 18 Months | NO
4394-0012 | E4294 3F/25'Cd/230V/1Ph/DS/CSA | E4294 3F/25'Cd/230V/1Ph/DS/CSA | https://www.zoellerpumps.com/en-us/products/sewage-pumps/commercial/290-series | EA | 1709 |  | 53514102289 | 95 | LB | 22.62 | 11.75 | 14.75 | 18 Months | NO
4394-0013 | F4294 3F/230V/3Ph/DS/cCSAus/UL | F4294 3F/230V/3Ph/DS/cCSAus/UL | https://www.zoellerpumps.com/en-us/products/sewage-pumps/commercial/290-series | EA | 1724 |  | 53514121341 | 96 | LB | 22.62 | 11.75 | 14.75 | 18 Months | NO
4394-0014 | J4294 3F/25'Cd/200-208V/3Ph/DS/cCSAus/UL | J4294 3F/25'Cd/200-208V/3Ph/DS/cCSAus/UL | https://www.zoellerpumps.com/en-us/products/sewage-pumps/commercial/290-series | EA | 1824 |  | 53514175726 | 98 | LB | 22.62 | 11.75 | 14.75 | 18 Months | NO
4394-0015 | G4294 3F/25'Cd/460V/3Ph/DS/cCSAus/UL | G4294 3F/25'Cd/460V/3Ph/DS/cCSAus/UL | https://www.zoellerpumps.com/en-us/products/sewage-pumps/commercial/290-series | EA | 1824 |  | 53514186470 | 97 | LB |  |  |  | 18 Months | NO
4394-0016 | E4294 3F/50'Cd/230V/1Ph/DS/CSA | E4294 3F/50'Cd/230V/1Ph/DS/CSA | https://www.zoellerpumps.com/en-us/products/sewage-pumps/commercial/290-series | EA | 1749 |  | 53514230012 | 98 | LB | 0 | 0 | 0 | 18 Months | NO
4394-0017 | I4294 50'Cd/3F/200-208V/1Ph/DS/cCSAus | I4294 50'Cd/3F/200-208V/1Ph/DS/cCSAus | https://www.zoellerpumps.com/en-us/products/sewage-pumps/commercial/290-series | EA | 1789 |  | 53514266080 | 97 | LB | 22.62 | 11.75 | 14.75 | 18 Months | NO
4394-0019 | J4294 3F/50'Cd/200-208V/3Ph/DS/cCSAus/UL | J4294 3F/50'Cd/200-208V/3Ph/DS/cCSAus/UL | https://www.zoellerpumps.com/en-us/products/sewage-pumps/commercial/290-series | EA | 1864 |  | 53514361280 | 98 | LB | 22.62 | 11.75 | 14.75 | 18 Months | NO
4394-0020 | E4294 3F/35'Cd/230V/1Ph/DS/CSA | E4294 3F/35'Cd/230V/1Ph/DS/CSA | https://www.zoellerpumps.com/en-us/products/sewage-pumps/commercial/290-series | EA | 1719 |  | 53514365677 | 98 | LB | 22.62 | 11.75 | 14.75 | 18 Months | NO
4394-0021 | G4294 3F/50'Cd/460V/3Ph/DS/cCSAus/UL | G4294 3F/50'Cd/460V/3Ph/DS/cCSAus/UL | https://www.zoellerpumps.com/en-us/products/sewage-pumps/commercial/290-series | EA | 1864 |  | 53514370961 | 97 | LB | 0 | 0 | 0 | 18 Months | NO
4394-0022 | F4294 3F/35'Cd/230V/3Ph/DS/cCSAus/UL | F4294 3F/35'Cd/230V/3Ph/DS/cCSAus/UL | https://www.zoellerpumps.com/en-us/products/sewage-pumps/commercial/290-series | EA | 1834 |  | 53514384739 | 96 | LB | 22.62 | 11.75 | 14.75 | 18 Months | NO
4394-0023 | E4294 3F/230V/1Ph/DS/CSA/Bronze Impeller | E4294 3F/230V/1Ph/DS/CSA/Bronze Impeller | https://www.zoellerpumps.com/en-us/products/sewage-pumps/commercial/290-series | EA | 1719 |  | 53514430368 | 96 | LB | 22.62 | 11.75 | 14.75 | 18 Months | YES
4394-0024 | F4294 3F/50'Cd/230V/3Ph/DS/cCSAus/UL | F4294 3F/50'Cd/230V/3Ph/DS/cCSAus/UL | https://www.zoellerpumps.com/en-us/products/sewage-pumps/commercial/290-series | EA | 1864 |  | 53514441494 | 96 | LB | 22.62 | 11.75 | 14.75 | 18 Months | NO
4394-0025 | I4294 3F/35'Cd/200-208V/1Ph/DS/cCSAus | I4294 3F/35'Cd/200-208V/1Ph/DS/cCSAus | https://www.zoellerpumps.com/en-us/products/sewage-pumps/commercial/290-series | EA | 1759 |  | 53514470869 | 96 | LB | 22.62 | 11.75 | 14.75 | 18 Months | NO
4394-0026 | J4294 3F/35'Cd/200-208V/3Ph/DS/cCSAus | J4294 3F/35'Cd/200-208V/3Ph/DS/cCSAus | https://www.zoellerpumps.com/en-us/products/sewage-pumps/commercial/290-series | EA | 1834 |  | 53514472320 | 96 | LB | 22.62 | 11.75 | 14.75 | 18 Months | NO
4395-0004 | E4295 3F/230V/1Ph/DS/CSA | E4295 3F/230V/1Ph/DS/CSA | https://www.zoellerpumps.com/en-us/products/sewage-pumps/commercial/290-series | EA | 1633 |  | 53514085490 | 101 | LB | 22.62 | 11.75 | 14.75 | 18 Months | NO
4395-0006 | J4295 3F/35'Cd/200-208V/3Ph/DS/cCSAus/UL | J4295 3F/35'Cd/200-208V/3Ph/DS/cCSAus/UL | https://www.zoellerpumps.com/en-us/products/sewage-pumps/commercial/290-series | EA | 1858 |  | 53514058630 | 99 | LB | 22.62 | 11.75 | 14.75 | 18 Months | NO
4395-0007 | G4295 3F/460V/3Ph/DS/cCSAus/UL | G4295 3F/460V/3Ph/DS/cCSAus/UL | https://www.zoellerpumps.com/en-us/products/sewage-pumps/commercial/290-series | EA | 1748 |  | 53514061074 | 99 | LB | 22.62 | 11.75 | 14.75 | 18 Months | NO
4395-0009 | J4295 3F/200-208V/3Ph/DS/cCSAus/UL | J4295 3F/200-208V/3Ph/DS/cCSAus/UL | https://www.zoellerpumps.com/en-us/products/sewage-pumps/commercial/290-series | EA | 1748 |  | 53514077396 | 99 | LB | 22.62 | 11.75 | 14.75 | 18 Months | NO
4395-0010 | F4295 3F/230V/3Ph/DS/cCSAus/UL | F4295 3F/230V/3Ph/DS/cCSAus/UL | https://www.zoellerpumps.com/en-us/products/sewage-pumps/commercial/290-series | EA | 1748 |  | 53514077501 | 98 | LB | 22.62 | 11.75 | 14.75 | 18 Months | NO
4395-0013 | E4295 3F/25'Cd/230V/1Ph/DS/CSA | E4295 3F/25'Cd/230V/1Ph/DS/CSA | https://www.zoellerpumps.com/en-us/products/sewage-pumps/commercial/290-series | EA | 1733 |  | 53514091378 | 101 | LB | 22.62 | 11.75 | 14.75 | 18 Months | NO
4395-0014 | I4295 3F/200-208V/1Ph/DS/cCSAus | I4295 3F/200-208V/1Ph/DS/cCSAus | https://www.zoellerpumps.com/en-us/products/sewage-pumps/commercial/290-series | EA | 1673 |  | 53514092153 | 99 | LB | 22.62 | 11.75 | 14.75 | 18 Months | NO
4395-0015 | F4295 3F/25'Cd/230V/3Ph/DS/cCSAus/UL | F4295 3F/25'Cd/230V/3Ph/DS/cCSAus/UL | https://www.zoellerpumps.com/en-us/products/sewage-pumps/commercial/290-series | EA | 1848 |  | 53514176433 | 105 | LB |  |  |  | 18 Months | NO
4395-0017 | F4295 3F/35'Cd/230V/3Ph/DS/cCSAus/UL | F4295 3F/35'Cd/230V/3Ph/DS/cCSAus/UL | https://www.zoellerpumps.com/en-us/products/sewage-pumps/commercial/290-series | EA | 1858 |  | 53514186913 | 104 | LB |  |  |  | 18 Months | NO
4395-0018 | F4295 3F/50'Cd/230V/3Ph/DS/cCSAus/UL | F4295 3F/50'Cd/230V/3Ph/DS/cCSAus/UL | https://www.zoellerpumps.com/en-us/products/sewage-pumps/commercial/290-series | EA | 1888 |  | 53514201289 | 107 | LB | 22.62 | 11.75 | 14.75 | 18 Months | NO
4395-0019 | G4295 3F/25'Cd/460V/3Ph/DS/cCSAus/UL | G4295 3F/25'Cd/460V/3Ph/DS/cCSAus/UL | https://www.zoellerpumps.com/en-us/products/sewage-pumps/commercial/290-series | EA | 1863 |  | 53514211226 | 99.5 | LB | 22.62 | 11.75 | 14.75 | 18 Months | NO
4395-0020 | E4295 3F/50'Cd/230V/1Ph/DS/CSA | E4295 3F/50'Cd/230V/1Ph/DS/CSA | https://www.zoellerpumps.com/en-us/products/sewage-pumps/commercial/290-series | EA | 1773 |  | 53514229979 | 102 | LB | 22.62 | 11.75 | 14.75 | 18 Months | NO
4395-0021 | G4295 3F/50'Cd/460V/3Ph/DS/cCSAus/UL | G4295 3F/50'Cd/460V/3Ph/DS/cCSAus/UL | https://www.zoellerpumps.com/en-us/products/sewage-pumps/commercial/290-series | EA | 1888 |  | 53514256104 | 99.5 | LB | 22.62 | 11.75 | 14.75 | 18 Months | NO
4395-0022 | J4295 3F/25'Cd/200-208V/3Ph/DS/cCSAus/UL | J4295 3F/25'Cd/200-208V/3Ph/DS/cCSAus/UL | https://www.zoellerpumps.com/en-us/products/sewage-pumps/commercial/290-series | EA | 1848 |  | 53514264420 | 99 | LB | 22.62 | 11.75 | 14.75 | 18 Months | NO
4395-0023 | J4295 3F/50'Cd/200-208V/3Ph/DS/cCSAus/UL | J4295 3F/50'Cd/200-208V/3Ph/DS/cCSAus/UL | https://www.zoellerpumps.com/en-us/products/sewage-pumps/commercial/290-series | EA | 1888 |  | 53514305130 | 102 | LB | 22.62 | 11.75 | 14.75 | 18 Months | NO
4395-0024 | G4295 3F/35'Cd/460V/3Ph/DS/cCSAus/UL | G4295 3F/35'Cd/460V/3Ph/DS/cCSAus/UL | https://www.zoellerpumps.com/en-us/products/sewage-pumps/commercial/290-series | EA | 1858 |  | 53514306830 | 97 | LB | 22.62 | 11.75 | 14.75 | 18 Months | NO
4395-0025 | I4295 3F/50'Cd/200-208V/1Ph/DS/cCSAus | I4295 3F/50'Cd/200-208V/1Ph/DS/cCSAus | https://www.zoellerpumps.com/en-us/products/sewage-pumps/commercial/290-series | EA | 1813 |  | 53514345778 | 101 | LB | 22.62 | 11.75 | 14.75 | 18 Months | NO
44-0002 | N44 115V/1Ph/9'Cd/cCSAus | N44 115V/1Ph/9'Cd/cCSAus | https://www.zoellerpumps.com/en-us/products/40-series | EA | 174 |  | 53514127626 | 7.7 | LB | 12 | 6.5 | 8 | 18 Months | YES
44-0005 | N44 115V/1Ph/20'Cd/cCSAus | N44 115V/1Ph/20'Cd/cCSAus | https://www.zoellerpumps.com/en-us/products/40-series | EA | 177 |  | 53514127633 | 8.5 | LB | 12 | 6.5 | 8 | 18 Months | YES
44-0006 | LM44 115V/1Ph/9'Cd/Auto W-Sensor/cCSAus | LM44 115V/1Ph/9'Cd/Auto W-Sensor/cCSAus | https://www.zoellerpumps.com/en-us/products/40-series | EA | 224 |  | 53514196790 | 8.6 | LB | 12 | 6.5 | 8 | 18 Months | YES
44-0007 | LM44 115V/1Ph/20'Cd/Autow-Sensor/cCSAus | LM44 115V/1Ph/20'Cd/Autow-Sensor/cCSAus | https://www.zoellerpumps.com/en-us/products/40-series | EA | 233 |  | 53514196806 | 9.4 | LB | 12 | 6.5 | 8 | 18 Months | YES
4404-0004 | E4404 230V/1Ph/DS/cCSAus | E4404 230V/1Ph/DS/cCSAus | https://www.zoellerpumps.com/en-us/products/sewage-pumps/commercial/400-series | EA | 2242 |  | 53514091897 | 147 | LB | 45 | 24.5 | 32.75 | 18 Months | NO
4404-0005 | F4404 230V/3Ph/DS/cCSAus | F4404 230V/3Ph/DS/cCSAus | https://www.zoellerpumps.com/en-us/products/sewage-pumps/commercial/400-series | EA | 2357 |  | 53514091927 | 147 | LB | 45 | 24.5 | 32.75 | 18 Months | NO
4404-0006 | G4404 460V/3Ph/DS/cCSAus | G4404 460V/3Ph/DS/cCSAus | https://www.zoellerpumps.com/en-us/products/sewage-pumps/commercial/400-series | EA | 2357 |  | 53514091934 | 147 | LB | 45 | 24.5 | 32.75 | 18 Months | NO
4404-0007 | I4404 200-208V/1Ph/DS/cCSAus | I4404 200-208V/1Ph/DS/cCSAus | https://www.zoellerpumps.com/en-us/products/sewage-pumps/commercial/400-series | EA | 2282 |  | 53514091941 | 147 | LB | 45 | 24.5 | 32.75 | 18 Months | NO
4404-0008 | J4404 200-208V/3Ph/DS/cCSAus | J4404 200-208V/3Ph/DS/cCSAus | https://www.zoellerpumps.com/en-us/products/sewage-pumps/commercial/400-series | EA | 2357 |  | 53514091958 | 147 | LB | 45 | 24.5 | 32.75 | 18 Months | NO
4404-0010 | WD4404 230V/1Ph/Dbl Sl/cCSAus | WD4404 230V/1Ph/Dbl Sl/cCSAus | https://www.zoellerpumps.com/en-us/products/sewage-pumps/commercial/400-series | EA | 2414 |  | 53514091972 | 150 | LB | 45 | 24.5 | 32.75 | 18 Months | NO
4404-0011 | E4404 50'Cd/230V/1Ph/DS/cCSAus | E4404 50'Cd/230V/1Ph/DS/cCSAus | https://www.zoellerpumps.com/en-us/products/sewage-pumps/commercial/400-series | EA | 2382 |  | 53514111588 | 155 | LB | 45 | 24.5 | 32.75 | 18 Months | NO
4404-0012 | J4404 35'Cd/200-208V/3Ph/DS/cCSAus | J4404 35'Cd/200-208V/3Ph/DS/cCSAus | https://www.zoellerpumps.com/en-us/products/sewage-pumps/commercial/400-series | EA | 2467 |  | 53514141783 | 153 | LB | 45 | 24.5 | 32.75 | 18 Months | NO
4404-0013 | F4404 25'Cd/230V/3Ph/DS/cCSAus | F4404 25'Cd/230V/3Ph/DS/cCSAus | https://www.zoellerpumps.com/en-us/products/sewage-pumps/commercial/400-series | EA | 2457 |  | 53514171353 | 147 | LB | 45 | 24.5 | 32.75 | 18 Months | NO
4404-0014 | E4404 35'Cd/230V/1Ph/DS/cCSAus | E4404 35'Cd/230V/1Ph/DS/cCSAus | https://www.zoellerpumps.com/en-us/products/sewage-pumps/commercial/400-series | EA | 2352 |  | 53514178642 | 152 | LB | 45 | 24.5 | 32.75 | 18 Months | NO
4404-0015 | E4404 25'Cd/230V/1Ph/DS/cCSAus | E4404 25'Cd/230V/1Ph/DS/cCSAus | https://www.zoellerpumps.com/en-us/products/sewage-pumps/commercial/400-series | EA | 2342 |  | 53514207625 | 150 | LB | 45 | 24.5 | 32.75 | 18 Months | NO
4404-0016 | J4404 50'Cd/200-208V/3Ph/DS/cCSAus | J4404 50'Cd/200-208V/3Ph/DS/cCSAus | https://www.zoellerpumps.com/en-us/products/sewage-pumps/commercial/400-series | EA | 2497 |  | 53514300159 | 153 | LB | 45 | 24.5 | 32.75 | 18 Months | NO
4404-0017 | G4404 35'Cd/460V/3Ph/DS/cCSAus | G4404 35'Cd/460V/3Ph/DS/cCSAus | https://www.zoellerpumps.com/en-us/products/sewage-pumps/commercial/400-series | EA | 2467 |  | 53514342968 | 148 | LB | 45 | 24.5 | 32.75 | 18 Months | NO
4404-0018 | I4404 25'Cd/200-208V/1Ph/DS/cCSAus | I4404 25'Cd/200-208V/1Ph/DS/cCSAus | https://www.zoellerpumps.com/en-us/products/sewage-pumps/commercial/400-series | EA | 2382 |  | 53514400798 | 147 | LB | 45 | 24.5 | 32.75 | 18 Months | NO
4404-0019 | I4404 50'Cd/200-208V/1Ph/DS/cCSAus | I4404 50'Cd/200-208V/1Ph/DS/cCSAus | https://www.zoellerpumps.com/en-us/products/sewage-pumps/commercial/400-series | EA | 2497 |  | 53514454180 | 147 | LB | 45 | 24.5 | 32.75 | 18 Months | NO
4404-0020 | G4404 50'Cd/460V/3Ph/DS/cCSAus | G4404 50'Cd/460V/3Ph/DS/cCSAus | https://www.zoellerpumps.com/en-us/products/sewage-pumps/commercial/400-series | EA | 2512 |  | 53514460143 | 148 | LB | 45 | 24.5 | 32.75 | 18 Months | NO
4405-0004 | E4405 230V/1Ph/DS/CSA | E4405 230V/1Ph/DS/CSA | https://www.zoellerpumps.com/en-us/products/sewage-pumps/commercial/400-series | EA | 2590 |  | 53514053215 | 147 | LB | 45 | 24.5 | 32.75 | 18 Months | NO
4405-0006 | I4405 200-208V/1Ph/DS/cCSAus | I4405 200-208V/1Ph/DS/cCSAus | https://www.zoellerpumps.com/en-us/products/sewage-pumps/commercial/400-series | EA | 2630 |  | 53514053239 | 147 | LB | 45 | 24.5 | 32.75 | 18 Months | NO
4405-0007 | J4405 200-208V/3Ph/DS/cCSAus | J4405 200-208V/3Ph/DS/cCSAus | https://www.zoellerpumps.com/en-us/products/sewage-pumps/commercial/400-series | EA | 2705 |  | 53514053246 | 147 | LB | 45 | 24.5 | 32.75 | 18 Months | NO
4405-0008 | F4405 230V/3Ph/DS/cCSAus | F4405 230V/3Ph/DS/cCSAus | https://www.zoellerpumps.com/en-us/products/sewage-pumps/commercial/400-series | EA | 2705 |  | 53514053253 | 147 | LB | 45 | 24.5 | 32.75 | 18 Months | NO
4405-0009 | G4405 460V/3Ph/DS/cCSAus | G4405 460V/3Ph/DS/cCSAus | https://www.zoellerpumps.com/en-us/products/sewage-pumps/commercial/400-series | EA | 2705 |  | 53514053260 | 147 | LB | 45 | 24.5 | 32.75 | 18 Months | NO
4405-0018 | G4405 50'Cd/460V/3Ph/DS/cCSAus | G4405 50'Cd/460V/3Ph/DS/cCSAus | https://www.zoellerpumps.com/en-us/products/sewage-pumps/commercial/400-series | EA | 2845 |  | 53514064006 | 155 | lb | 45 | 24.5 | 32.75 | 18 Months | NO
4405-0019 | F4405 50'Cd/230V/3Ph/DS/cCSAus | F4405 50'Cd/230V/3Ph/DS/cCSAus | https://www.zoellerpumps.com/en-us/products/sewage-pumps/commercial/400-series | EA | 2845 |  | 53514069254 | 155 | LB | 45 | 24.5 | 32.75 | 18 Months | NO
4405-0020 | G4405 35'Cd/460V/3Ph/DS/cCSAus | G4405 35'Cd/460V/3Ph/DS/cCSAus | https://www.zoellerpumps.com/en-us/products/sewage-pumps/commercial/400-series | EA | 2815 |  | 53514076672 | 153 | LB | 45 | 24.5 | 32.75 | 18 Months | NO
4405-0023 | E4405 35'Cd/230V/1Ph/DS/CSA | E4405 35'Cd/230V/1Ph/DS/CSA | https://www.zoellerpumps.com/en-us/products/sewage-pumps/commercial/400-series | EA | 2700 |  | 53514088910 | 153 | LB | 45 | 24.5 | 32.75 | 18 Months | NO
4405-0024 | WD4405 230V/1Ph/DS/CSA | WD4405 230V/1Ph/DS/CSA | https://www.zoellerpumps.com/en-us/products/sewage-pumps/commercial/400-series | EA | 2765 |  | 53514094690 | 150 | LB | 45 | 24.5 | 32.75 | 18 Months | NO
4405-0025 | J4405 35'Cd/200-208V/3Ph/DS/cCSAus | J4405 35'Cd/200-208V/3Ph/DS/cCSAus | https://www.zoellerpumps.com/en-us/products/sewage-pumps/commercial/400-series | EA | 2815 |  | 53514151300 | 150 | LB | 45 | 24.5 | 32.75 | 18 Months | NO
4405-0026 | J4405 50'Cd/200-208V/3Ph/DS/cCSAus | J4405 50'Cd/200-208V/3Ph/DS/cCSAus | https://www.zoellerpumps.com/en-us/products/sewage-pumps/commercial/400-series | EA | 2845 |  | 53514156916 | 153 | LB | 45 | 24.5 | 32.75 | 18 Months | NO
4405-0028 | E4405 50'Cd/230V/1Ph/DS/CSA | E4405 50'Cd/230V/1Ph/DS/CSA | https://www.zoellerpumps.com/en-us/products/sewage-pumps/commercial/400-series | EA | 2730 |  | 53514172091 | 155 | LB | 45 | 24.5 | 32.75 | 18 Months | NO
4405-0029 | I4405 25'Cord/200-208V/1Ph/DS/cCSAus | I4405 25'Cord/200-208V/1Ph/DS/cCSAus | https://www.zoellerpumps.com/en-us/products/sewage-pumps/commercial/400-series | EA | 2730 |  | 53514235369 | 147 | LB | 45 | 24.5 | 32.75 | 18 Months | NO
4405-0030 | WD4405 50'Cd/230V/1Ph/DS/CSA | WD4405 50'Cd/230V/1Ph/DS/CSA | https://www.zoellerpumps.com/en-us/products/sewage-pumps/commercial/400-series | EA | 2905 |  | 53514293604 | 150 | LB | 45 | 24.5 | 32.75 | 18 Months | NO
4405-0031 | G4405 25'Cd/460V/3Ph/DS/cCSAus | G4405 25'Cd/460V/3Ph/DS/cCSAus | https://www.zoellerpumps.com/en-us/products/sewage-pumps/commercial/400-series | EA | 2805 |  | 53514300135 | 153 | LB | 45 | 24.5 | 32.75 | 18 Months | NO
4405-0032 | E4405 25'Cd/230V/1Ph/DS/CSA | E4405 25'Cd/230V/1Ph/DS/CSA | https://www.zoellerpumps.com/en-us/products/sewage-pumps/commercial/400-series | EA | 2690 |  | 53514318819 | 245 | LB | 45 | 24.5 | 32.75 | 18 Months | NO
4405-0034 | F4405 35'Cd/230V/3Ph/DS/cCSAus | F4405 35'Cd/230V/3Ph/DS/cCSAus | https://www.zoellerpumps.com/en-us/products/sewage-pumps/commercial/400-series | EA | 2815 |  | 53514359317 | 155 | LB | 45 | 24.5 | 32.75 | 18 Months | NO
4405-0036 | I4405 50'Cord/200-208V/1Ph/DS/cCSAus | I4405 50'Cord/200-208V/1Ph/DS/cCSAus | https://www.zoellerpumps.com/en-us/products/sewage-pumps/commercial/400-series | EA | 2770 |  | 53514465087 | 147 | LB | 45 | 24.5 | 32.75 | 18 Months | NO
450-0005 | Pump,.5Hp/230V/7 Gpm/10-Stage/3-Wire w-Grnd/Turbine Potable Water/cCSAus | Pump,.5Hp/230V/7 Gpm/10-Stage/3-Wire w-Grnd/Turbine Potable Water/cCSAus | https://www.zoellerpumps.com/en-us/products/potable-water/turbine | EA | 831 |  | 53514215583 | 28 | LB | 4.25 | 4.25 | 35 | 18 Months | NO
450-0006 | Pump,.5Hp/115V/7 Gpm/10-Stage/2-Wire w-Grnd/Turbine Potable Water/cCSAus | Pump,.5Hp/115V/7 Gpm/10-Stage/2-Wire w-Grnd/Turbine Potable Water/cCSAus | https://www.zoellerpumps.com/en-us/products/potable-water/turbine | EA | 889 |  | 53514215606 | 28 | LB | 4.25 | 4.25 | 30 | 18 Months | NO
450-0007 | Pump,.5Hp/230V/7 Gpm/10-Stage/2-Wire w-Grnd/Turbine Potable Water/cCSAus | Pump,.5Hp/230V/7 Gpm/10-Stage/2-Wire w-Grnd/Turbine Potable Water/cCSAus | https://www.zoellerpumps.com/en-us/products/potable-water/turbine | EA | 889 |  | 53514215620 | 28 | LB | 4.25 | 4.25 | 35 | 18 Months | NO
450-0008 | Pump,.5Hp/115V/11 Gpm/7-Stage/3-Wire w-Grnd/Turbine Potable Water/cCSAus | Pump,.5Hp/115V/11 Gpm/7-Stage/3-Wire w-Grnd/Turbine Potable Water/cCSAus | https://www.zoellerpumps.com/en-us/products/potable-water/turbine | EA | 726 |  | 53514219765 | 27 | LB | 4.25 | 4.25 | 35 | 18 Months | NO
450-0009 | Pump,.5Hp/230V/11 Gpm/7-Stage/3-Wire w-Grnd/Turbine Potable Water/cCSAus | Pump,.5Hp/230V/11 Gpm/7-Stage/3-Wire w-Grnd/Turbine Potable Water/cCSAus | https://www.zoellerpumps.com/en-us/products/potable-water/turbine | EA | 726 |  | 53514219789 | 27 | LB | 4.25 | 4.25 | 26 | 18 Months | NO
450-0010 | Pump,.5Hp/115V/11 Gpm/7-Stage/2-Wire w-Grnd/Turbine Potable Water/cCSAus | Pump,.5Hp/115V/11 Gpm/7-Stage/2-Wire w-Grnd/Turbine Potable Water/cCSAus | https://www.zoellerpumps.com/en-us/products/potable-water/turbine | EA | 753 |  | 53514219826 | 27 | LB | 4.25 | 4.25 | 26 | 18 Months | NO
450-0011 | Pump,.5Hp/230V/11 Gpm/7-Stage/2-Wire w-Grnd/Turbine Potable Water/cCSAus | Pump,.5Hp/230V/11 Gpm/7-Stage/2-Wire w-Grnd/Turbine Potable Water/cCSAus | https://www.zoellerpumps.com/en-us/products/potable-water/turbine | EA | 753 |  | 53514219840 | 27 | LB | 4.25 | 4.25 | 26 | 18 Months | NO
450-0012 | Pump,.5Hp/115V/5 Gpm/15-Stage/2-Wire w-Grnd/Turbine Potable Water/cCSAus | Pump,.5Hp/115V/5 Gpm/15-Stage/2-Wire w-Grnd/Turbine Potable Water/cCSAus | https://www.zoellerpumps.com/en-us/products/potable-water/turbine | EA | 1022 |  | 53514288730 | 26.5 | LB | 4.25 | 4.25 | 30 | 18 Months | NO
450-0013 | Pump,.5Hp/230V/5 Gpm/15-Stage/2-Wire w-Grnd/Turbine Potable Water/cCSAus | Pump,.5Hp/230V/5 Gpm/15-Stage/2-Wire w-Grnd/Turbine Potable Water/cCSAus | https://www.zoellerpumps.com/en-us/products/potable-water/turbine | EA | 1022 |  | 53514288778 | 26.5 | LB | 4.25 | 4.25 | 30 | 18 Months | NO
451-0005 | Pump,.75Hp/230V/7 Gpm/14-Stage/2-Wire w-Grnd/Turbine Potable Water/cCSAus | Pump,.75Hp/230V/7 Gpm/14-Stage/2-Wire w-Grnd/Turbine Potable Water/cCSAus | https://www.zoellerpumps.com/en-us/products/potable-water/turbine | EA | 1113 |  | 53514219857 | 32 | LB | 4.25 | 4.25 | 35 | 18 Months | NO
451-0006 | Pump,.75Hp/230V/11 Gpm/10-Stage/3-Wire w-Grnd/Turbine Potable Water/cCSAus | Pump,.75Hp/230V/11 Gpm/10-Stage/3-Wire w-Grnd/Turbine Potable Water/cCSAus | https://www.zoellerpumps.com/en-us/products/potable-water/turbine | EA | 779 |  | 53514219871 | 32 | LB | 4.25 | 4.25 | 35 | 18 Months | NO
451-0007 | Pump,.75Hp/230V/11 Gpm/10-Stage/2-Wire w-Grnd/Turbine Potable Water/cCSAus | Pump,.75Hp/230V/11 Gpm/10-Stage/2-Wire w-Grnd/Turbine Potable Water/cCSAus | https://www.zoellerpumps.com/en-us/products/potable-water/turbine | EA | 856 |  | 53514219895 | 32 | LB | 4.25 | 4.25 | 35 | 18 Months | NO
451-0008 | Pump,.75Hp/230V/5 Gpm/21-Stage/2-Wire w-Grnd/Turbine Potable Water/cCSAus | Pump,.75Hp/230V/5 Gpm/21-Stage/2-Wire w-Grnd/Turbine Potable Water/cCSAus | https://www.zoellerpumps.com/en-us/products/potable-water/turbine | EA | 1221 |  | 53514288792 | 31.25 | LB | 4.25 | 4.25 | 36 | 18 Months | NO
452-0005 | Pump,1Hp/230V/11 Gpm/13-Stage/3-Wire w-Grnd/Turbine Potable Water/cCSAus | Pump,1Hp/230V/11 Gpm/13-Stage/3-Wire w-Grnd/Turbine Potable Water/cCSAus | https://www.zoellerpumps.com/en-us/products/potable-water/turbine | EA | 937 |  | 53514219918 | 36 | LB | 4.25 | 4.25 | 35 | 18 Months | NO
452-0006 | Pump,1Hp/230V/11 Gpm/13-Stage/2-Wire w-Grnd/Turbine Potable Water/cCSAus | Pump,1Hp/230V/11 Gpm/13-Stage/2-Wire w-Grnd/Turbine Potable Water/cCSAus | https://www.zoellerpumps.com/en-us/products/potable-water/turbine | EA | 1033 |  | 53514219932 | 36 | LB | 4.25 | 4.25 | 35 | 18 Months | NO
452-0007 | Pump,1Hp/230V/19 Gpm/9-Stage/3-Wire w-Grnd/Turbine Potable Water/cCSAus | Pump,1Hp/230V/19 Gpm/9-Stage/3-Wire w-Grnd/Turbine Potable Water/cCSAus | https://www.zoellerpumps.com/en-us/products/potable-water/turbine | EA | 1058 |  | 53514219956 | 36 | LB | 4.25 | 4.25 | 35 | 18 Months | NO
452-0008 | Pump,1Hp/230V/19 Gpm/9-Stage/2-Wire w-Grnd/Turbine Potable Water/cCSAus | Pump,1Hp/230V/19 Gpm/9-Stage/2-Wire w-Grnd/Turbine Potable Water/cCSAus | https://www.zoellerpumps.com/en-us/products/potable-water/turbine | EA | 1151 |  | 53514219994 | 36 | LB | 4.25 | 4.25 | 35 | 18 Months | NO
452-0009 | Pump,1Hp/230V/5 Gpm/26-Stage/2-Wire w-Grnd/Turbine Potable Water/cCSAus | Pump,1Hp/230V/5 Gpm/26-Stage/2-Wire w-Grnd/Turbine Potable Water/cCSAus | https://www.zoellerpumps.com/en-us/products/potable-water/turbine | EA | 1370 |  | 53514288815 | 35.5 | LB | 4.25 | 4.25 | 41 | 18 Months | NO
460-0006 | NE460 115/230V/1Ph/.5HP/Dual Volt/Shallow Well | NE460 115/230V/1Ph/.5HP/Dual Volt/Shallow Well | https://www.zoellerpumps.com/en-us/products/potable-water/turbine | EA | 576 |  | 53514218669 | 41 | LB | 10.6 | 11 | 19.5 | 18 Months | NO
46-0002 | N46 115V/1Ph/.5Hp/9'Cd/cCSAus | N46 115V/1Ph/.5Hp/9'Cd/cCSAus | https://www.zoellerpumps.com/en-us/products/40-series | EA | 397 |  | 53514136284 | 15 | LB | 15 | 6.5 | 8 | 18 Months | YES
46-0005 | N46 115V/1Ph/.5Hp/20'Cd/cCSAus | N46 115V/1Ph/.5Hp/20'Cd/cCSAus | https://www.zoellerpumps.com/en-us/products/40-series | EA | 424 |  | 53514136291 | 16 | LB | 15 | 6.5 | 8 | 18 Months | YES
461-0006 | NE461 115/230V/1Ph/.75HP/Dual Volt/Shallow Well | NE461 115/230V/1Ph/.75HP/Dual Volt/Shallow Well | https://www.zoellerpumps.com/en-us/products/potable-water/jet-pumps | EA | 701 |  | 53514218683 | 43 | LB | 10.6 | 15.3 | 19.5 | 18 Months | NO
462-0006 | NE462 115/230V/1Ph/.5HP/Dual Volt/Convertible/1.25" Inlet x .75" Discharge | NE462 115/230V/1Ph/.5HP/Dual Volt/Convertible/1.25" Inlet x .75" Discharge | https://www.zoellerpumps.com/en-us/products/potable-water/jet-pumps | EA | 521 |  | 53514218706 | 41 | LB | 10.6 | 11 | 19.5 | 18 Months | NO
463-0006 | NE463 115/230V/1Ph/1HP/Dual Volt/Convertible/1.25" Inlet x 1" Discharge | NE463 115/230V/1Ph/1HP/Dual Volt/Convertible/1.25" Inlet x 1" Discharge | https://www.zoellerpumps.com/en-us/products/potable-water/jet-pumps | EA | 702 |  | 53514218720 | 51 | LB | 10.6 | 15.3 | 19.5 | 18 Months | NO
49-0005 | WM49 115V/1Ph/.25Hp/MFS/Titan/cCSAus | WM49 115V/1Ph/.25Hp/MFS/Titan/cCSAus | https://www.zoellerpumps.com/en-us/products/sump-effluent-pumps/residential/model-49 | EA | 192 |  | 53514180843 | 11 | LB | 10.75 | 7.5 | 9.5 | 18 Months | YES
49-0006 | WM49 20'Cd/115V/1P/Titan/cCSAus | WM49 20'Cd/115V/1P/Titan/cCSAus | https://www.zoellerpumps.com/en-us/products/sump-effluent-pumps/residential/model-49 | EA | 209 |  | 53514183226 | 11 | LB | 10.75 | 7.5 | 9.5 | 18 Months | YES
507-0005 | 507 12V/DC | 507 12V/DC | https://www.zoellerpumps.com/en-us/products/back-up/battery-powered/basement-sentry | EA | 461 |  | 53514051761 | 13.4 | LB | 18.5 | 10.5 | 11.5 | 18 Months | NO
507-0013 | 507 with M73 Preassembled System ProPak | 507 with M73 Preassembled System ProPak | https://www.zoellerpumps.com/en-us/products/sump-effluent-pumps/residential/model-73 | EA | 726 |  | 53514374488 | 26 | LB | 20.5 | 11 | 20 | 18 Months | M73 PUMP ONLY
508-0005 | 508 12V/DC Back-Up System/Aquanot/Spin | 508 12V/DC Back-Up System/Aquanot/Spin | https://www.zoellerpumps.com/en-us/products/back-up/battery-powered/aquanot-508-spin | EA | 552 | 414 | 53514349066 | 16 | LB | 18.5 | 10.5 | 11.5 | 36 Months | NO
508-0006 | 508 with M53 Preassembled Sys ProPak "Aquanot"/Spin | 508 with M53 Preassembled Sys ProPak "Aquanot"/Spin | https://www.zoellerpumps.com/en-us/products/back-up/combination/propak | EA | 857 | 642.75 | 53514348786 | 41 | LB | 20.5 | 11 | 20 | 36 Months | M53 PUMP ONLY
508-0007 | 508 with M98 Preassembled Sys ProPak "Aquanot"/Spin | 508 with M98 Preassembled Sys ProPak "Aquanot"/Spin | https://www.zoellerpumps.com/en-us/products/back-up/combination/propak | EA | 979 | 734.25 | 53514348762 | 55 | LB | 20.5 | 11 | 20 | 36 Months | M98 PUMP ONLY
508-0008 | 508 12V/DC Back-Up System/Aquanot Active | 508 12V/DC Back-Up System/Aquanot Active | https://www.zoellerpumps.com/en-us/products/back-up/battery-powered/aquanot-active-508 | EA | 1539 | 1154.25 | 53514380519 | 24 | LB | 20.5 | 11 | 20 | 60 Months | NO
508-0014 | 508 12V/DC Back-Up System/Aquanot Fit | 508 12V/DC Back-Up System/Aquanot Fit | https://www.zoellerpumps.com/en-us/products/back-up/battery-powered/aquanot-fit-508 | EA | 797 | 597.75 | 53514451035 | 16 | LB | 18.5 | 10.5 | 11.5 | 36 Months | NO
508-0015 | 508 with M53 Preassembled Sys ProPak "Aquanot Fit" | 508 with M53 Preassembled Sys ProPak "Aquanot Fit" | https://www.zoellerpumps.com/en-us/products/back-up/combination/propak | EA | 1094 | 820.5 | 53514449957 | 41 | LB | 20.5 | 11 | 20 | 36 Months | NO
508-0016 | 508 with M98 Preassembled Sys ProPak "Aquanot Fit" | 508 with M98 Preassembled Sys ProPak "Aquanot Fit" | https://www.zoellerpumps.com/en-us/products/back-up/combination/propak | EA | 1210 | 907.5 | 53514450236 | 55 | LB | 20.5 | 11 | 20 | 36 Months | NO
508-0020 | 508 with M63 Preassembled Sys ProPak "Aquanot Fit" | 508 with M63 Preassembled Sys ProPak "Aquanot Fit" | https://www.zoellerpumps.com/en-us/products/back-up/combination/propak | EA | 1195 |  | 53514458546 | 41 | LB | 20.5 | 11 | 20 | 36 Months | NO
519-0005 | M519 115V/1.4 Amps/Condensate Pump | M519 115V/1.4 Amps/Condensate Pump | https://www.zoellerpumps.com/en-us/products/hvac/519-condensate | EA | 75 |  | 53514434113 | 5 | LB | 12.5 | 5.75 | 7.5 | 24 Months | NO
519-0006 | M519 115V/1.4 Amps/Condensate Pump w/20'Clear Tubing | M519 115V/1.4 Amps/Condensate Pump w/20'Clear Tubing | https://www.zoellerpumps.com/en-us/products/hvac/519-condensate | EA | 83 |  | 53514437848 | 5 | LB | 12.5 | 5.75 | 7.5 | 25 Months | NO
53-0001 | M53 115V/1Ph/UL/cCSAus | M53 115V/1Ph/UL/cCSAus | https://www.zoellerpumps.com/en-us/products/submersible-pumps/50-series | EA | 234 | 175.5 | 53514023607 | 23 | LB | 10.25 | 7.75 | 10.25 | 36 Months | YES
53-0002 | N53 115V/1Ph/cCSAus/UL | N53 115V/1Ph/cCSAus/UL | https://www.zoellerpumps.com/en-us/products/submersible-pumps/50-series | EA | 217 | 162.75 | 53514023614 | 22 | LB | 10.25 | 7.75 | 10.25 | 36 Months | YES
53-0003 | D53 230V/1Ph/cCSAus/UL | D53 230V/1Ph/cCSAus/UL | https://www.zoellerpumps.com/en-us/products/submersible-pumps/50-series | EA | 297 | 222.75 | 53514023621 | 23 | LB | 10.25 | 7.75 | 10.25 | 36 Months | YES
53-0004 | E53 230V/1Ph/UL/cCSAus | E53 230V/1Ph/UL/cCSAus | https://www.zoellerpumps.com/en-us/products/submersible-pumps/50-series | EA | 283 | 212.25 | 53514023638 | 22 | LB | 10.25 | 7.75 | 10.25 | 36 Months | YES
53-0014 | M53 15'Cd/115V/1Ph/cCSAus/UL | M53 15'Cd/115V/1Ph/cCSAus/UL | https://www.zoellerpumps.com/en-us/products/submersible-pumps/50-series | EA | 251 | 188.25 | 53514023690 | 23 | LB | 10.25 | 7.75 | 10.25 | 36 Months | YES
53-0016 | M53 25'Cd/115V/1Ph/cCSAus/UL | M53 25'Cd/115V/1Ph/cCSAus/UL | https://www.zoellerpumps.com/en-us/products/submersible-pumps/50-series | EA | 274 | 205.5 | 53514023713 | 26 | LB | 10.25 | 7.75 | 10.25 | 36 Months | YES
53-0018 | M53 35'Cd/115V/1Ph/UL/cCSAus | M53 35'Cd/115V/1Ph/UL/cCSAus | https://www.zoellerpumps.com/en-us/products/submersible-pumps/50-series | EA | 304 | 228 | 53514023720 | 28 | LB | 10.25 | 7.75 | 10.25 | 36 Months | YES
53-0020 | M53 50'Cd/115V/1Ph/UL/cCSAus | M53 50'Cd/115V/1Ph/UL/cCSAus | https://www.zoellerpumps.com/en-us/products/submersible-pumps/50-series | EA | 324 | 243 | 53514023737 | 31 | LB | 10.25 | 7.75 | 10.25 | 36 Months | YES
53-0021 | N53 25'Cd/115V/1Ph/UL/cCSAus | N53 25'Cd/115V/1Ph/UL/cCSAus | https://www.zoellerpumps.com/en-us/products/submersible-pumps/50-series | EA | 257 | 192.75 | 53514023744 | 26 | LB | 10.25 | 7.75 | 10.25 | 36 Months | YES
53-0022 | E53 50'Cd/230V/1Ph/UL/cCSAus | E53 50'Cd/230V/1Ph/UL/cCSAus | https://www.zoellerpumps.com/en-us/products/submersible-pumps/50-series | EA | 373 | 279.75 | 53514023751 | 30 | LB | 10.25 | 7.75 | 10.25 | 36 Months | YES
53-0026 | D53 25'Cd/230V/1Ph/UL/cCSAus | D53 25'Cd/230V/1Ph/UL/cCSAus | https://www.zoellerpumps.com/en-us/products/submersible-pumps/50-series | EA | 337 | 252.75 | 53514023782 | 26 | LB | 10.25 | 7.75 | 10.25 | 36 Months | YES
53-0028 | N53 35'Cd/115V/1Ph/UL/cCSAus | N53 35'Cd/115V/1Ph/UL/cCSAus | https://www.zoellerpumps.com/en-us/products/submersible-pumps/50-series | EA | 287 | 215.25 | 53514023805 | 28 | LB | 10.25 | 7.75 | 10.25 | 36 Months | YES
53-0029 | BN53 115V/1Ph/Pb15'/UL/cCSAus Pump | BN53 115V/1Ph/Pb15'/UL/cCSAus Pump | https://www.zoellerpumps.com/en-us/products/submersible-pumps/50-series | EA | 272 | 204 | 53514023812 | 25 | LB | 10.25 | 7.75 | 10.25 | 36 Months | YES
53-0032 | BN53 115V/1Ph/Pb10'/UL/cCSAus/Pump | BN53 115V/1Ph/Pb10'/UL/cCSAus/Pump | https://www.zoellerpumps.com/en-us/products/submersible-pumps/50-series | EA | 258 | 193.5 | 53514023843 | 24 | LB | 10.25 | 7.75 | 10.25 | 36 Months | YES
53-0035 | D53 50'Cd/230V/1Ph/UL/cCSAus | D53 50'Cd/230V/1Ph/UL/cCSAus | https://www.zoellerpumps.com/en-us/products/submersible-pumps/50-series | EA | 387 | 290.25 | 53514023874 | 31 | LB | 10.25 | 7.75 | 10.25 | 36 Months | YES
53-0045 | BE53 230V/1P/15'Cd/Pb15'/cCSAus/UL | BE53 230V/1P/15'Cd/Pb15'/cCSAus/UL | https://www.zoellerpumps.com/en-us/products/submersible-pumps/50-series | EA | 344 | 258 | 53514041410 | 24 | LB | 10.25 | 7.75 | 10.25 | 36 Months | YES
53-0048 | D53 35'Cd/230V/1Ph/UL/cCSAus | D53 35'Cd/230V/1Ph/UL/cCSAus | https://www.zoellerpumps.com/en-us/products/submersible-pumps/50-series | EA | 367 | 275.25 | 53514046422 | 28 | LB | 10.25 | 7.75 | 10.25 | 36 Months | YES
53-0049 | BN53 25'Cd/115V/1P/Pb25'/UL/cCSAus/Pump | BN53 25'Cd/115V/1P/Pb25'/UL/cCSAus/Pump | https://www.zoellerpumps.com/en-us/products/submersible-pumps/50-series | EA | 312 | 234 | 53514048495 | 28.5 | LB | 10.25 | 7.75 | 10.25 | 36 Months | YES
53-0062 | D53 15'Cd/230V/1Ph/cCSAus/UL | D53 15'Cd/230V/1Ph/cCSAus/UL | https://www.zoellerpumps.com/en-us/products/submersible-pumps/50-series | EA | 314 | 235.5 | 53514113995 | 26 | LB | 10.25 | 7.75 | 10.25 | 36 Months | YES
53-0063 | BN53 35'Cd/115V/1P/Pb35'/UL/cCSAus | BN53 35'Cd/115V/1P/Pb35'/UL/cCSAus | https://www.zoellerpumps.com/en-us/products/submersible-pumps/50-series | EA | 342 | 256.5 | 53514123451 | 28.5 | LB | 10.25 | 7.75 | 10.25 | 36 Months | YES
53-0066 | BE53 25'Cd/230V/1P/Pb25'/cCSAus/UL | BE53 25'Cd/230V/1P/Pb25'/cCSAus/UL | https://www.zoellerpumps.com/en-us/products/submersible-pumps/50-series | EA | 384 | 288 | 53514145736 | 24 | LB | 10.25 | 7.75 | 10.25 | 36 Months | YES
53-0070 | E53 25'Cd/230V/1Ph/UL/cCSAus | E53 25'Cd/230V/1Ph/UL/cCSAus | https://www.zoellerpumps.com/en-us/products/submersible-pumps/50-series | EA | 323 | 242.25 | 53514176419 | 31 | LB | 10.25 | 7.75 | 10.25 | 36 Months | YES
53-0082 | E53 35'Cd/230V/1Ph/UL/cCSAus | E53 35'Cd/230V/1Ph/UL/cCSAus | https://www.zoellerpumps.com/en-us/products/submersible-pumps/50-series | EA | 353 | 264.75 | 53514332242 | 30 | LB | 10.25 | 7.75 | 10.25 | 36 Months | YES
53-0083 | BN53 115V/1Ph/Vertical Master 10'/UL/cCSAus Pump | BN53 115V/1Ph/Vertical Master 10'/UL/cCSAus Pump | https://www.zoellerpumps.com/en-us/products/submersible-pumps/50-series | EA | 282 | 211.5 | 53514349769 | 24 | LB | 10.25 | 7.75 | 10.25 | 36 Months | YES
53-0084 | LN53 115V/1Ph/Pb Floatless Switch 15'/cCSAus Pump | LN53 115V/1Ph/Pb Floatless Switch 15'/cCSAus Pump | https://www.zoellerpumps.com/en-us/products/alarms/switches/floatless | EA | 372 | 279 | 53514422684 | 24 | LB | 10.25 | 7.75 | 10.25 | 36 Months | YES
540-0005 | Pump,Ejector-Water Powered/Model 540 | Pump,Ejector-Water Powered/Model 540 | https://www.zoellerpumps.com/en-us/products/submersible-pumps/50-series | EA | 240 | 180 | 53514447113 | 9 | LB | 5.6 | 13.75 | 15.5 | 36 Months | NO
55-0001 | M55 115V/1Ph/cCSAus/UL | M55 115V/1Ph/cCSAus/UL | https://www.zoellerpumps.com/en-us/products/submersible-pumps/50-series | EA | 1514 |  | 53514023935 | 24 | LB | 10.25 | 7.75 | 10.25 | 18 Months | NO
55-0002 | N55 115V/1Ph/UL/cCSAus | N55 115V/1Ph/UL/cCSAus | https://www.zoellerpumps.com/en-us/products/submersible-pumps/50-series | EA | 1463 |  | 53514023942 | 23 | LB | 10.25 | 7.75 | 10.25 | 18 Months | NO
55-0006 | M55 15'Cd/115V/1Ph/UL/cCSAus | M55 15'Cd/115V/1Ph/UL/cCSAus | https://www.zoellerpumps.com/en-us/products/submersible-pumps/50-series | EA | 1531 |  | 53514023966 | 25 | LB | 10.25 | 7.75 | 10.25 | 18 Months | NO
55-0007 | M55 25'Cd/115V/1Ph/UL/cCSAus | M55 25'Cd/115V/1Ph/UL/cCSAus | https://www.zoellerpumps.com/en-us/products/submersible-pumps/50-series | EA | 1554 |  | 53514023973 | 27 | LB | 10.25 | 7.75 | 10.25 | 18 Months | NO
55-0012 | M55 35'Cd/115V/1Ph/UL/cCSAus | M55 35'Cd/115V/1Ph/UL/cCSAus | https://www.zoellerpumps.com/en-us/products/submersible-pumps/50-series | EA | 1584 |  | 53514024017 | 30 | LB | 10.25 | 7.75 | 10.25 | 18 Months | NO
55-0013 | N55 25'Cd/115V/1Ph/UL/cCSAus | N55 25'Cd/115V/1Ph/UL/cCSAus | https://www.zoellerpumps.com/en-us/products/submersible-pumps/50-series | EA | 1503 |  | 53514024024 | 26 | LB | 10.25 | 7.75 | 10.25 | 18 Months | NO
55-0019 | N55 35'Cd/115V/1Ph/UL/cCSAus | N55 35'Cd/115V/1Ph/UL/cCSAus | https://www.zoellerpumps.com/en-us/products/submersible-pumps/50-series | EA | 1533 |  | 53514319120 | 26 | LB | 10.25 | 7.75 | 10.25 | 18 Months | NO
57-0001 | M57 115V/1Ph/cCSAus/UL | M57 115V/1Ph/cCSAus/UL | https://www.zoellerpumps.com/en-us/products/submersible-pumps/50-series | EA | 258 | 193.5 | 53514024055 | 28.5 | LB | 10.25 | 7.75 | 10.25 | 36 Months | YES
57-0002 | N57 115V/1Ph/cCSAus/UL | N57 115V/1Ph/cCSAus/UL | https://www.zoellerpumps.com/en-us/products/submersible-pumps/50-series | EA | 242 | 181.5 | 53514024062 | 27.5 | LB | 10.25 | 7.75 | 10.25 | 36 Months | YES
57-0003 | D57 230V/1Ph/cCSAusUL | D57 230V/1Ph/cCSAusUL | https://www.zoellerpumps.com/en-us/products/submersible-pumps/50-series | EA | 317 | 237.75 | 53514024079 | 28.5 | LB | 10.25 | 7.75 | 10.25 | 36 Months | YES
57-0004 | E57 230V/1Ph/UL/cCSAus | E57 230V/1Ph/UL/cCSAus | https://www.zoellerpumps.com/en-us/products/submersible-pumps/50-series | EA | 298 | 223.5 | 53514024086 | 27.5 | LB | 10.25 | 7.75 | 10.25 | 36 Months | YES
57-0005 | M57 115V/1Ph/Extra Duty | M57 115V/1Ph/Extra Duty | https://www.zoellerpumps.com/en-us/products/submersible-pumps/50-series | EA | 288 | 216 | 53514024093 | 28.5 | LB | 10.25 | 7.75 | 10.25 | 36 Months | YES
57-0006 | M57 25'Cd/115V/1Ph/UL/cCSAus | M57 25'Cd/115V/1Ph/UL/cCSAus | https://www.zoellerpumps.com/en-us/products/submersible-pumps/50-series | EA | 298 | 223.5 | 53514024109 | 30.5 | LB | 10.25 | 7.75 | 10.25 | 36 Months | YES
57-0007 | M57 15'Cd/115V/1Ph/UL/cCSAus | M57 15'Cd/115V/1Ph/UL/cCSAus | https://www.zoellerpumps.com/en-us/products/submersible-pumps/50-series | EA | 275 | 206.25 | 53514024116 | 28.5 | LB | 10.25 | 7.75 | 10.25 | 36 Months | YES
57-0008 | N57 25'Cd/115V/1Ph/UL/cCSAus | N57 25'Cd/115V/1Ph/UL/cCSAus | https://www.zoellerpumps.com/en-us/products/submersible-pumps/50-series | EA | 282 | 211.5 | 53514024123 | 29.5 | LB | 10.25 | 7.75 | 10.25 | 36 Months | YES
57-0010 | N57 35'Cd/115V/1Ph/UL/cCSAus | N57 35'Cd/115V/1Ph/UL/cCSAus | https://www.zoellerpumps.com/en-us/products/submersible-pumps/50-series | EA | 312 | 234 | 53514024130 | 32.5 | LB | 10.25 | 7.75 | 10.25 | 36 Months | YES
57-0014 | N57 115V/1Ph/BI/UL/cCSAus | N57 115V/1Ph/BI/UL/cCSAus | https://www.zoellerpumps.com/en-us/products/submersible-pumps/50-series | EA | 342 | 256.5 | 53514024154 | 27.5 | LB | 10.25 | 7.75 | 10.25 | 36 Months | YES
57-0020 | E57 25'Cd/230V/1Ph/UL/cCSAus | E57 25'Cd/230V/1Ph/UL/cCSAus | https://www.zoellerpumps.com/en-us/products/submersible-pumps/50-series | EA | 338 | 253.5 | 53514024215 | 29.5 | LB | 10.25 | 7.75 | 10.25 | 36 Months | YES
57-0021 | M57 115V/1Ph/BI/UL/cCSAus | M57 115V/1Ph/BI/UL/cCSAus | https://www.zoellerpumps.com/en-us/products/submersible-pumps/50-series | EA | 358 | 268.5 | 53514024222 | 28.5 | LB | 10.25 | 7.75 | 10.25 | 36 Months | YES
57-0025 | M57 115V/1Ph/BI/ED | M57 115V/1Ph/BI/ED | https://www.zoellerpumps.com/en-us/products/submersible-pumps/50-series | EA | 388 | 291 | 53514024253 | 28.5 | LB | 10.25 | 7.75 | 10.25 | 36 Months | YES
57-0026 | M57 15'Cd/115V/1Ph/BI/UL/cCSAus | M57 15'Cd/115V/1Ph/BI/UL/cCSAus | https://www.zoellerpumps.com/en-us/products/submersible-pumps/50-series | EA | 375 | 281.25 | 53514024260 | 28.5 | LB | 10.25 | 7.75 | 10.25 | 36 Months | YES
57-0027 | BN57 115V/1Ph/Pb15'/UL/cCSAus Pump | BN57 115V/1Ph/Pb15'/UL/cCSAus Pump | https://www.zoellerpumps.com/en-us/products/submersible-pumps/50-series | EA | 362 | 271.5 | 53514024277 | 29.5 | LB | 10.25 | 7.75 | 10.25 | 36 Months | YES
57-0029 | N57 115V/1Ph/Extra Duty | N57 115V/1Ph/Extra Duty | https://www.zoellerpumps.com/en-us/products/submersible-pumps/50-series | EA | 272 | 204 | 53514024291 | 27.5 | LB | 10.25 | 7.75 | 10.25 | 36 Months | YES
57-0031 | D57 230V/1Ph/BI/UL/cCSAus | D57 230V/1Ph/BI/UL/cCSAus | https://www.zoellerpumps.com/en-us/products/submersible-pumps/50-series | EA | 417 | 312.75 | 53514024314 | 28.5 | LB | 10.25 | 7.75 | 10.25 | 36 Months | YES
57-0032 | M57 15'Cd/115V/1Ph/ED | M57 15'Cd/115V/1Ph/ED | https://www.zoellerpumps.com/en-us/products/submersible-pumps/50-series | EA | 305 | 228.75 | 53514024321 | 28.5 | LB | 10.25 | 7.75 | 10.25 | 36 Months | YES
57-0033 | BN57 115V/1Ph/Pb10'/UL/cCSAus Pump | BN57 115V/1Ph/Pb10'/UL/cCSAus Pump | https://www.zoellerpumps.com/en-us/products/submersible-pumps/50-series | EA | 279 | 209.25 | 53514024338 | 29.5 | LB | 10.25 | 7.75 | 10.25 | 36 Months | YES
57-0035 | M57 25'Cd/115V/1Ph/ED | M57 25'Cd/115V/1Ph/ED | https://www.zoellerpumps.com/en-us/products/submersible-pumps/50-series | EA | 328 | 246 | 53514024352 | 30.5 | LB | 10.25 | 7.75 | 10.25 | 36 Months | YES
57-0036 | D57 230V/1Ph/Extra Duty | D57 230V/1Ph/Extra Duty | https://www.zoellerpumps.com/en-us/products/submersible-pumps/50-series | EA | 347 | 260.25 | 53514024369 | 28.5 | LB | 10.25 | 7.75 | 10.25 | 36 Months | YES
57-0039 | M57 35'Cd/115V/1Ph/UL/cCSAus | M57 35'Cd/115V/1Ph/UL/cCSAus | https://www.zoellerpumps.com/en-us/products/submersible-pumps/50-series | EA | 328 | 246 | 53514024390 | 33.5 | LB | 10.25 | 7.75 | 10.25 | 36 Months | YES
57-0040 | BN57 115V/1Ph/Pb10'/BI/UL/cCSAus Pump | BN57 115V/1Ph/Pb10'/BI/UL/cCSAus Pump | https://www.zoellerpumps.com/en-us/products/submersible-pumps/50-series | EA | 379 | 284.25 | 53514026950 | 29.5 | LB | 10.25 | 7.75 | 10.25 | 36 Months | YES
57-0042 | D57 15'Cd/230V/1Ph/UL/cCSAus | D57 15'Cd/230V/1Ph/UL/cCSAus | https://www.zoellerpumps.com/en-us/products/submersible-pumps/50-series | EA | 334 | 250.5 | 53514027698 | 28.5 | LB | 10.25 | 7.75 | 10.25 | 36 Months | YES
57-0043 | N57 25'Cd/115V/1Ph/BI/UL/cCSAus | N57 25'Cd/115V/1Ph/BI/UL/cCSAus | https://www.zoellerpumps.com/en-us/products/submersible-pumps/50-series | EA | 382 | 286.5 | 53514036195 | 30.5 | LB | 10.25 | 7.75 | 10.25 | 36 Months | YES
57-0045 | BE57 230V/1P/15'Cd/Pb15'/cCSAus/UL | BE57 230V/1P/15'Cd/Pb15'/cCSAus/UL | https://www.zoellerpumps.com/en-us/products/submersible-pumps/50-series | EA | 345 | 258.75 | 53514041427 | 29.5 | LB | 10.25 | 7.75 | 10.25 | 36 Months | YES
57-0046 | D57 25'Cd/230V/1Ph/UL/cCSAus | D57 25'Cd/230V/1Ph/UL/cCSAus | https://www.zoellerpumps.com/en-us/products/submersible-pumps/50-series | EA | 357 | 267.75 | 53514061708 | 31.5 | LB | 10.25 | 7.75 | 10.25 | 36 Months | YES
57-0050 | BN57 115V/1Ph/Pb35'/UL/cCSAus | BN57 115V/1Ph/Pb35'/UL/cCSAus | https://www.zoellerpumps.com/en-us/products/submersible-pumps/50-series | EA | 349 | 261.75 | 53514083953 | 29.5 | LB | 10.25 | 7.75 | 10.25 | 36 Months | YES
57-0055 | BN57 35'Cd/115V/1Ph/Pb35'/UL/cCSAus | BN57 35'Cd/115V/1Ph/Pb35'/UL/cCSAus | https://www.zoellerpumps.com/en-us/products/submersible-pumps/50-series | EA | 349 | 261.75 | 53514103149 | 32.5 | LB | 10.25 | 7.75 | 10.25 | 36 Months | YES
57-0057 | BN57 25'Cd/115V/1Ph/Pb25'/UL/cCSAus | BN57 25'Cd/115V/1Ph/Pb25'/UL/cCSAus | https://www.zoellerpumps.com/en-us/products/submersible-pumps/50-series | EA | 385 | 288.75 | 53514135294 | 32.5 | LB | 10.25 | 7.75 | 10.25 | 36 Months | YES
57-0058 | M57 25'Cd/115V/1Ph/BI/UL/cCSAus | M57 25'Cd/115V/1Ph/BI/UL/cCSAus | https://www.zoellerpumps.com/en-us/products/submersible-pumps/50-series | EA | 398 | 298.5 | 53514135355 | 28.5 | LB | 10.25 | 7.75 | 10.25 | 36 Months | YES
57-0061 | BN57 115V/1Ph/Pb15' Bi/UL/cCSAus | BN57 115V/1Ph/Pb15' Bi/UL/cCSAus | https://www.zoellerpumps.com/en-us/products/submersible-pumps/50-series | EA | 396 | 297 | 53514144265 | 29.5 | LB | 10.25 | 7.75 | 10.25 | 36 Months | YES
57-0062 | D57 50'Cd/230V/1Ph/UL/cCSAus | D57 50'Cd/230V/1Ph/UL/cCSAus | https://www.zoellerpumps.com/en-us/products/submersible-pumps/50-series | EA | 407 | 305.25 | 53514158309 | 33.5 | LB | 10.25 | 7.75 | 10.25 | 36 Months | YES
57-0063 | E57 50'Cd/230V/1Ph/UL/cCSAus | E57 50'Cd/230V/1Ph/UL/cCSAus | https://www.zoellerpumps.com/en-us/products/submersible-pumps/50-series | EA | 388 | 291 | 53514163907 | 33.5 | LB | 10.25 | 7.75 | 10.25 | 36 Months | YES
57-0068 | BE57 25'Cd/230V/1Ph/Pb25'/UL/cCSAus | BE57 25'Cd/230V/1Ph/Pb25'/UL/cCSAus | https://www.zoellerpumps.com/en-us/products/submersible-pumps/50-series | EA | 385 | 288.75 | 53514272494 | 29.5 | LB | 10.25 | 7.75 | 10.25 | 36 Months | YES
57-0069 | E57 35'Cd/230V/1Ph/UL/cCSAus | E57 35'Cd/230V/1Ph/UL/cCSAus | https://www.zoellerpumps.com/en-us/products/submersible-pumps/50-series | EA | 368 | 276 | 53514306397 | 29.5 | LB | 10.25 | 7.75 | 10.25 | 36 Months | YES
585-0005 | Pump,12Vdc W/28Amp Charger/Aquanot II | Pump,12Vdc W/28Amp Charger/Aquanot II | https://www.zoellerpumps.com/en-us/products/back-up/battery-powered/aquanot-585 | EA | 1173 |  | 53514089825 | 35 | LB | 44 | 9 | 10 | 36 Months | NO
585-0006 | Pump,12Vdc Pedestal/Aquanot | Pump,12Vdc Pedestal/Aquanot | https://www.zoellerpumps.com/en-us/products/back-up/battery-powered/aquanot-585 | EA | 743 |  | 53514090524 | 20 | LB | 44 | 9 | 10 | 36 Months | NO
59-0001 | M59 115V/1Ph/cCSAus/UL | M59 115V/1Ph/cCSAus/UL | https://www.zoellerpumps.com/en-us/products/submersible-pumps/50-series | EA | 2027 |  | 53514024406 | 33 | LB | 10.25 | 7.75 | 10.25 | 18 Months | NO
59-0002 | N59 115V/1Ph/cCSAus/UL | N59 115V/1Ph/cCSAus/UL | https://www.zoellerpumps.com/en-us/products/submersible-pumps/50-series | EA | 2001 |  | 53514024413 | 29 | LB | 10.25 | 7.75 | 10.25 | 18 Months | NO
59-0003 | D59 230V/1Ph/cCSAus/UL | D59 230V/1Ph/cCSAus/UL | https://www.zoellerpumps.com/en-us/products/submersible-pumps/50-series | EA | 2119 |  | 53514024420 | 33 | LB | 10.25 | 7.75 | 10.25 | 18 Months | NO
59-0004 | E59 230V/1Ph/UL/cCSAus | E59 230V/1Ph/UL/cCSAus | https://www.zoellerpumps.com/en-us/products/submersible-pumps/50-series | EA | 2088 |  | 53514024437 | 29 | LB | 10.25 | 7.75 | 10.25 | 18 Months | NO
59-0005 | M59 115V/1Ph/Extra Duty | M59 115V/1Ph/Extra Duty | https://www.zoellerpumps.com/en-us/products/submersible-pumps/50-series | EA | 2057 |  | 53514024444 | 30 | LB | 10.25 | 7.75 | 10.25 | 18 Months | NO
59-0006 | M59 25'Cd/115V/1Ph/UL/cCSAus | M59 25'Cd/115V/1Ph/UL/cCSAus | https://www.zoellerpumps.com/en-us/products/submersible-pumps/50-series | EA | 2067 |  | 53514024451 | 32 | LB | 10.25 | 7.75 | 10.25 | 18 Months | NO
59-0007 | M59 15'Cd/115V/1Ph/cCSAus/UL | M59 15'Cd/115V/1Ph/cCSAus/UL | https://www.zoellerpumps.com/en-us/products/submersible-pumps/50-series | EA | 2044 |  | 53514024468 | 30 | LB | 10.25 | 7.75 | 10.25 | 18 Months | NO
59-0008 | D59 230V/1Ph/Extra Duty | D59 230V/1Ph/Extra Duty | https://www.zoellerpumps.com/en-us/products/submersible-pumps/50-series | EA | 2149 |  | 53514024475 | 30 | LB | 10.25 | 7.75 | 10.25 | 18 Months | NO
59-0018 | N59 115V/1Ph/Extra Duty | N59 115V/1Ph/Extra Duty | https://www.zoellerpumps.com/en-us/products/submersible-pumps/50-series | EA | 2031 |  | 53514024567 | 29 | LB | 10.25 | 7.75 | 10.25 | 18 Months | NO
59-0020 | M59 35'Cd/115V/1Ph/UL/cCSAus | M59 35'Cd/115V/1Ph/UL/cCSAus | https://www.zoellerpumps.com/en-us/products/submersible-pumps/50-series | EA | 2097 |  | 53514024581 | 35 | LB | 10.25 | 7.75 | 10.25 | 18 Months | NO
59-0021 | N59 25'Cd/115V/1Ph/UL/cCSAus | N59 25'Cd/115V/1Ph/UL/cCSAus | https://www.zoellerpumps.com/en-us/products/submersible-pumps/50-series | EA | 2041 |  | 53514045180 | 31 | LB | 10.25 | 7.75 | 10.25 | 18 Months | NO
59-0022 | N59 35'Cd/115V/1Ph/UL/cCSAus | N59 35'Cd/115V/1Ph/UL/cCSAus | https://www.zoellerpumps.com/en-us/products/submersible-pumps/50-series | EA | 2071 |  | 53514065348 | 33 | LB | 10.25 | 7.75 | 10.25 | 18 Months | NO
59-0024 | D59 25' Cd/230V/1Ph/cCSAus/UL | D59 25' Cd/230V/1Ph/cCSAus/UL | https://www.zoellerpumps.com/en-us/products/submersible-pumps/50-series | EA | 2159 |  | 53514167219 | 33 | LB | 10.25 | 7.75 | 10.25 | 18 Months | NO
59-0025 | D59 50'Cd/230V/1P/cCSAus/UL | D59 50'Cd/230V/1P/cCSAus/UL | https://www.zoellerpumps.com/en-us/products/submersible-pumps/50-series | EA | 2209 |  | 53514167332 | 36 | LB | 10.25 | 7.75 | 10.25 | 18 Months | NO
6030-0082 | Valve,Plug 2" Threaded W-Hand Lever | Valve,Plug 2" Threaded W-Hand Lever | https://www.zoellerpumps.com/en-us/products/check-valves/heavy-duty | EA | 551 |  | 53514143107 | 12 | LB | 10.5 | 7.25 | 9 | 18 Months | NO
6030-0083 | Valve,Plug 3" Threaded W-Hand Lever | Valve,Plug 3" Threaded W-Hand Lever | https://www.zoellerpumps.com/en-us/products/check-valves/heavy-duty | EA | 1092 |  | 53514143114 | 45 | LB | 16.5 | 11 | 13.5 | 18 Months | NO
6030-0084 | Valve,Plug 2.5" Flanged W-Hand Lever | Valve,Plug 2.5" Flanged W-Hand Lever | https://www.zoellerpumps.com/en-us/products/check-valves/heavy-duty | EA | 1029 |  | 53514143121 | 45 | LB | 16.5 | 11 | 13.5 | 18 Months | NO
6030-0085 | Valve,Plug 3" Flanged W-Hand Lever | Valve,Plug 3" Flanged W-Hand Lever | https://www.zoellerpumps.com/en-us/products/check-valves/heavy-duty | EA | 1181 |  | 53514143138 | 53 | LB | 16.5 | 11 | 13.5 | 18 Months | NO
6030-0086 | Valve,Plug 4"Flanged W-Hand Lever | Valve,Plug 4"Flanged W-Hand Lever | https://www.zoellerpumps.com/en-us/products/check-valves/heavy-duty | EA | 1382 |  | 53514143145 | 66 | LB | 20.5 | 12 | 14.75 | 18 Months | NO
6030-0087 | Valve,Plug 6" Flanged W-Hand Lever | Valve,Plug 6" Flanged W-Hand Lever | https://www.zoellerpumps.com/en-us/products/check-valves/heavy-duty | EA | 1759 |  | 53514143152 | 102 | LB | 20.5 | 12 | 14.75 | 18 Months | NO
6030-0088 | Valve,Plug 8" Flanged W-Hand Lever | Valve,Plug 8" Flanged W-Hand Lever | https://www.zoellerpumps.com/en-us/products/check-valves/heavy-duty | EA | 2597 |  | 53514143169 | 172 | LB | 20.5 | 12 | 14.75 | 18 Months | NO
6030-0160 | Valve,Unicheck-3" Ci Zep | Valve,Unicheck-3" Ci Zep | https://www.zoellerpumps.com/en-us/products/check-valves/heavy-duty | EA | 201 |  | 53514039523 | 18 | LB | 9 | 7 | 7 | 18 Months | NO
6030-0180 | Valve,Unicheck-6" C.I. | Valve,Unicheck-6" C.I. | https://www.zoellerpumps.com/en-us/products/check-valves/heavy-duty | EA | 1939 |  | 53514044954 | 134 | LB | 20.5 | 12 | 14.75 | 18 Months | NO
6030-0190 | Valve,Unicheck-8" C.I. | Valve,Unicheck-8" C.I. | https://www.zoellerpumps.com/en-us/products/check-valves/heavy-duty | EA | 2811 |  | 53514055059 | 200 | LB | 20.5 | 12 | 14.75 | 18 Months | NO
6030-0194 | Elbow,4" W.W. | Elbow,4" W.W. | https://www.zoellerpumps.com/en-us/products/accessories/rail-systems#sales-and-marketing | EA | 240 |  | 53514044961 | 41 | LB | 12.5 | 10 | 11 | 18 Months | NO
6030-0195 | Elbow,6" C.I. W.W. | Elbow,6" C.I. W.W. | https://www.zoellerpumps.com/en-us/products/accessories/rail-systems#sales-and-marketing | EA | 551 |  | 53514044978 | 68 | LB | 20.5 | 12 | 14.75 | 18 Months | NO
6030-0196 | Elbow,Flanged 8" C.I. | Elbow,Flanged 8" C.I. | https://www.zoellerpumps.com/en-us/products/accessories/rail-systems#sales-and-marketing | EA | 604 |  | 53514055066 | 107 | LB | 20.5 | 12 | 14.75 | 18 Months | NO
6030-0197 | Valve,Unicheck-2.5" C.I. | Valve,Unicheck-2.5" C.I. | https://www.zoellerpumps.com/en-us/products/check-valves/cast-iron-plastic | EA | 1053 |  | 53514114084 | 29 | LB | 10 | 7.5 | 8.5 | 18 Months | NO
6030-0198 | Valve,Unicheck-3" C.I./Dewatering Only | Valve,Unicheck-3" C.I./Dewatering Only | https://www.zoellerpumps.com/en-us/products/check-valves/cast-iron-plastic | EA | 619 |  | 53514114091 | 41 | LB | 12.5 | 10 | 11 | 18 Months | NO
6030-0200 | Elbow,Flanged 2.5" C.I. WW | Elbow,Flanged 2.5" C.I. WW | https://www.zoellerpumps.com/en-us/products/check-valves/cast-iron-plastic | EA | 216 |  | 53514114640 | 20 | LB | 12.5 | 10 | 11 | 18 Months | NO
6030-0201 | Elbow,Flanged 3" C.I. WW | Elbow,Flanged 3" C.I. WW | https://www.zoellerpumps.com/en-us/products/check-valves/cast-iron-plastic | EA | 216 |  | 53514114633 | 25 | LB | 12.5 | 10 | 11 | 18 Months | NO
6030-0202 | Valve,Unicheck-3" C.I. | Valve,Unicheck-3" C.I. | https://www.zoellerpumps.com/en-us/products/check-valves/cast-iron-plastic | EA | 1042 |  | 53514122942 | 41 | LB | 12.5 | 10 | 11 | 18 Months | NO
6030-0203 | Valve,Unicheck-4" C.I. | Valve,Unicheck-4" C.I. | https://www.zoellerpumps.com/en-us/products/check-valves/cast-iron-plastic | EA | 1352 |  | 53514122959 | 65 | LB | 12.5 | 10 | 11 | 18 Months | NO
6030-0205 | Reducer,Eccentric Flang ED 8" To 6" C.I. | Reducer,Eccentric Flang ED 8" To 6" C.I. | https://www.zoellerpumps.com/en-us/products/accessories/rail-systems#sales-and-marketing | EA | 953 |  | 53514197766 | 75 | LB | 12.5 | 10 | 11 | 18 Months | NO
6030-0211 | Valve,Plug 2" Flanged W-Hand Lever | Valve,Plug 2" Flanged W-Hand Lever | https://www.zoellerpumps.com/en-us/products/accessories/rail-systems#sales-and-marketing | EA | 1646 |  | 53514428686 | 0 | LB | 14.125 | 7.5 | 7.5 | 18 Months | NO
6030-0212 | Valve,Unicheck-2" C.I./Flanged | Valve,Unicheck-2" C.I./Flanged | https://www.zoellerpumps.com/en-us/products/accessories/rail-systems#sales-and-marketing | EA | 931 |  | 53514428709 | 0 | LB | 6 | 5.18 | 8 | 18 Months | NO
6039-0014 | Guide Rail Asm-Intmed SS4" | Guide Rail Asm-Intmed SS4" | https://www.zoellerpumps.com/en-us/products/accessories/rail-systems#sales-and-marketing | EA | 356 |  | 53514053628 | 8 | LB | 20.5 | 12 | 14.75 | 18 Months | NO
6039-0021 | Guide Rail Asm-Intmed S.S. 6" | Guide Rail Asm-Intmed S.S. 6" | https://www.zoellerpumps.com/en-us/products/accessories/rail-systems#sales-and-marketing | EA | 532 |  | 53514040727 | 9 | LB | 20.5 | 12 | 14.75 | 18 Months | NO
6039-0026 | Cable,Choker/SS/180 Fr/.25"Dia | Cable,Choker/SS/180 Fr/.25"Dia | https://www.zoellerpumps.com/en-us/products/accessories/rail-systems#sales-and-marketing | EA | 129 |  | 53514040369 | 1 | LB | 9 | 7 | 7 | 18 Months | NO
6039-0027 | Cable,Choker/Galv/180 Fr/.25"Dia | Cable,Choker/Galv/180 Fr/.25"Dia | https://www.zoellerpumps.com/en-us/products/accessories/rail-systems#sales-and-marketing | EA | 109 |  | 53514040376 | 1 | LB | 9 | 7 | 7 | 18 Months | NO
6039-0028 | Cable,Lifting&Choker/Perm/SS/10'Lg/.25"Dia | Cable,Lifting&Choker/Perm/SS/10'Lg/.25"Dia | https://www.zoellerpumps.com/en-us/products/accessories/rail-systems#sales-and-marketing | EA | 401 |  | 53514040383 | 4 | LB | 9 | 7 | 7 | 18 Months | NO
6039-0029 | Cable,Lifting&Choker/Perm/Galv/10'Lg/180Fr | Cable,Lifting&Choker/Perm/Galv/10'Lg/180Fr | https://www.zoellerpumps.com/en-us/products/accessories/rail-systems#sales-and-marketing | EA | 346 |  | 53514040390 | 4 | LB | 9 | 7 | 7 | 18 Months | NO
6039-0030 | Cable,Lifting&Choker/Rmv/SS/10'Lg/180 Fr/.25"Dia | Cable,Lifting&Choker/Rmv/SS/10'Lg/180 Fr/.25"Dia | https://www.zoellerpumps.com/en-us/products/accessories/rail-systems#sales-and-marketing | EA | 608 |  | 53514040406 | 5 | LB | 9 | 7 | 7 | 18 Months | NO
6039-0031 | Cable,Lifting&Choker/Rmv/Galv/10'Lg/180 Fr/.25"D | Cable,Lifting&Choker/Rmv/Galv/10'Lg/180 Fr/.25"D | https://www.zoellerpumps.com/en-us/products/accessories/rail-systems#sales-and-marketing | EA | 426 |  | 53514040413 | 5 | LB | 9 | 7 | 7 | 18 Months | NO
6039-0032 | Cable,Lifting&Choker/Perm/SS/15'Lg/.25"Dia | Cable,Lifting&Choker/Perm/SS/15'Lg/.25"Dia | https://www.zoellerpumps.com/en-us/products/accessories/rail-systems#sales-and-marketing | EA | 416 |  | 53514040185 | 6 | LB | 9 | 7 | 7 | 18 Months | NO
6039-0035 | Elbow,Dry Pit 4"X6" | Elbow,Dry Pit 4"X6" | https://www.zoellerpumps.com/en-us/products/accessories/rail-systems#sales-and-marketing | EA | 2009 |  | 53514043704 | 120 | LB | 9 | 7 | 7 | 18 Months | NO
6039-0041 | Bail,Lifting-61Hd Series/Reliance/140-180 Frame | Bail,Lifting-61Hd Series/Reliance/140-180 Frame | https://www.zoellerpumps.com/en-us/products/accessories/rail-systems#sales-and-marketing | EA | 251 |  | 53514056520 | 4 | LB | 9 | 7 | 7 | 18 Months | NO
6039-0042 | Bail,Lifting Rigid 250 Frame/(Zep) | Bail,Lifting Rigid 250 Frame/(Zep) | https://www.zoellerpumps.com/en-us/products/accessories/rail-systems#sales-and-marketing | EA | 598 |  | 53514056537 | 5 | LB | 9 | 7 | 7 | 18 Months | NO
6039-0048 | Adapter,4" Flygt Guide Rail | Adapter,4" Flygt Guide Rail | https://www.zoellerpumps.com/en-us/products/accessories/rail-systems#sales-and-marketing | EA | 477 |  | 53514059934 | 27 | LB | 9 | 7 | 7 | 18 Months | NO
6039-0053 | Adapter,6" Flygt Guide Rail | Adapter,6" Flygt Guide Rail | https://www.zoellerpumps.com/en-us/products/accessories/rail-systems#sales-and-marketing | EA | 661 |  | 53514063115 | 36 | LB | 9 | 7 | 7 | 18 Months | NO
6039-0061 | Cable,Lifting&Choker/Perm/SS/25'Lg/.25"Dia | Cable,Lifting&Choker/Perm/SS/25'Lg/.25"Dia | https://www.zoellerpumps.com/en-us/products/accessories/rail-systems#sales-and-marketing | EA | 447 |  | 53514086640 | 8 | LB | 9 | 7 | 7 | 18 Months | NO
6039-0062 | Cable,Lifting&Choker/Perm/SS/20'Lg/.25"Dia | Cable,Lifting&Choker/Perm/SS/20'Lg/.25"Dia | https://www.zoellerpumps.com/en-us/products/accessories/rail-systems#sales-and-marketing | EA | 432 |  | 53514087258 | 7 | LB | 9 | 7 | 7 | 18 Months | NO
6039-0063 | Cable,Lifting&Choker/Perm/Galv/20'Lg/180Fr | Cable,Lifting&Choker/Perm/Galv/20'Lg/180Fr | https://www.zoellerpumps.com/en-us/products/accessories/rail-systems#sales-and-marketing | EA | 336 |  | 53514087760 | 7 | LB | 9 | 7 | 7 | 18 Months | NO
6039-0068 | Cable,Lifting&Choker/Perm/SS/30'Lg/.25"Dia | Cable,Lifting&Choker/Perm/SS/30'Lg/.25"Dia | https://www.zoellerpumps.com/en-us/products/accessories/rail-systems#sales-and-marketing | EA | 462 |  | 53514101336 | 9 | LB | 9 | 7 | 7 | 18 Months | NO
6039-0070 | Adapter,3" Flygt Guide Rail | Adapter,3" Flygt Guide Rail | https://www.zoellerpumps.com/en-us/products/accessories/rail-systems#sales-and-marketing | EA | 454 |  | 53514118969 | 22 | LB | 9 | 7 | 7 | 18 Months | NO
6039-0071 | Kit,Adapter/140Grnd/Meyers/2.5"FLG/Hor-D Rail | Kit,Adapter/140Grnd/Meyers/2.5"FLG/Hor-D Rail | https://www.zoellerpumps.com/en-us/products/accessories/rail-systems#sales-and-marketing | EA | 317 |  | 53514118785 | 3 | LB | 9 | 7 | 7 | 18 Months | NO
6039-0072 | Disconnect Sys,Rail 6" Cast Iron | Disconnect Sys,Rail 6" Cast Iron | https://www.zoellerpumps.com/en-us/products/accessories/rail-systems#sales-and-marketing | EA | 2663 |  | 53514120603 | 206 | LB | 20.5 | 12 | 14.75 | 18 Months | NO
6039-0073 | Disconnect Sys,Rail 6" Brass | Disconnect Sys,Rail 6" Brass | https://www.zoellerpumps.com/en-us/products/accessories/rail-systems#sales-and-marketing | EA | 5665 |  | 53514122201 | 211 | LB | 20.5 | 12 | 14.75 | 18 Months | NO
6039-0094 | Cable,Lifting/Rmv/SS/16'Lg/Zinc Plated Conn | Cable,Lifting/Rmv/SS/16'Lg/Zinc Plated Conn | https://www.zoellerpumps.com/en-us/products/accessories/rail-systems#sales-and-marketing | EA | 408 |  | 53514182250 | 5 | LB | 9 | 7 | 7 | 18 Months | NO
6039-0097 | Cable,Lifting/Rmv/SS/30'Lg/Zinc Plated Conn | Cable,Lifting/Rmv/SS/30'Lg/Zinc Plated Conn | https://www.zoellerpumps.com/en-us/products/accessories/rail-systems#sales-and-marketing | EA | 518 |  | 53514187927 | 9 | LB | 9 | 7 | 7 | 18 Months | NO
6039-0098 | Cable,Lifting/Rmv/SS/25'Lg/Zinc Plated Conn | Cable,Lifting/Rmv/SS/25'Lg/Zinc Plated Conn | https://www.zoellerpumps.com/en-us/products/accessories/rail-systems#sales-and-marketing | EA | 494 |  | 53514193232 | 6 | LB | 9 | 7 | 7 | 18 Months | NO
611-0004 | E611 230V/1Ph/1750/1.0 Bhp/3"Vert-D | E611 230V/1Ph/1750/1.0 Bhp/3"Vert-D | https://www.zoellerpumps.com/en-us/products/sewage-pumps/commercial/600-series | EA | 4054 |  | 53514116194 | 245 | LB | 45 | 24.5 | 32.75 | 18 Months | NO
611-0005 | E611 230V/1Ph/1750/1.0 Bhp/4"D | E611 230V/1Ph/1750/1.0 Bhp/4"D | https://www.zoellerpumps.com/en-us/products/sewage-pumps/commercial/600-series | EA | 4054 |  | 53514116200 | 245 | LB | 45 | 24.5 | 32.75 | 18 Months | NO
611-0006 | J611 200V/3Ph/1750/1.0 Bhp/3" Vert-D | J611 200V/3Ph/1750/1.0 Bhp/3" Vert-D | https://www.zoellerpumps.com/en-us/products/sewage-pumps/commercial/600-series | EA | 3574 |  | 53514116217 | 245 | LB | 45 | 24.5 | 32.75 | 18 Months | NO
611-0007 | J611 200V/3Ph/1750/1.0 Bhp/4"D | J611 200V/3Ph/1750/1.0 Bhp/4"D | https://www.zoellerpumps.com/en-us/products/sewage-pumps/commercial/600-series | EA | 3574 |  | 53514116224 | 245 | LB | 45 | 24.5 | 32.75 | 18 Months | NO
611-0008 | F611 230V/3Ph/1750/1.0 Bhp/3" Vert-D | F611 230V/3Ph/1750/1.0 Bhp/3" Vert-D | https://www.zoellerpumps.com/en-us/products/sewage-pumps/commercial/600-series | EA | 3574 |  | 53514116231 | 245 | LB | 45 | 24.5 | 32.75 | 18 Months | NO
611-0009 | F611 230V/3Ph/1750/1.0 Bhp/4"D | F611 230V/3Ph/1750/1.0 Bhp/4"D | https://www.zoellerpumps.com/en-us/products/sewage-pumps/commercial/600-series | EA | 3574 |  | 53514116279 | 245 | LB | 45 | 24.5 | 32.75 | 18 Months | NO
611-0010 | G611 460V/3Ph/1750/1.0 Bhp/3" Vert-D | G611 460V/3Ph/1750/1.0 Bhp/3" Vert-D | https://www.zoellerpumps.com/en-us/products/sewage-pumps/commercial/600-series | EA | 3574 |  | 53514116309 | 245 | LB | 45 | 24.5 | 32.75 | 18 Months | NO
611-0011 | G611 460V/3Ph/1750/1.0 Bhp/4"D | G611 460V/3Ph/1750/1.0 Bhp/4"D | https://www.zoellerpumps.com/en-us/products/sewage-pumps/commercial/600-series | EA | 3574 |  | 53514116316 | 245 | LB | 45 | 24.5 | 32.75 | 18 Months | NO
611-0014 | F611 50'Cd/230V/3Ph/1750/1.0Bhp/3" Vert-D | F611 50'Cd/230V/3Ph/1750/1.0Bhp/3" Vert-D | https://www.zoellerpumps.com/en-us/products/sewage-pumps/commercial/600-series | EA | 3734 |  | 53514135850 | 245 | LB | 45 | 24.5 | 32.75 | 18 Months | NO
611-0015 | F611 75'Cd/230V/3Ph/1750/1.0Bhp/3" Vert-D | F611 75'Cd/230V/3Ph/1750/1.0Bhp/3" Vert-D | https://www.zoellerpumps.com/en-us/products/sewage-pumps/commercial/600-series | EA | 3824 |  | 53514135867 | 245 | LB | 45 | 24.5 | 32.75 | 18 Months | NO
611-0016 | F611 230V/3Ph/1750/1.0 Bhp/3"Hor-D | F611 230V/3Ph/1750/1.0 Bhp/3"Hor-D | https://www.zoellerpumps.com/en-us/products/sewage-pumps/commercial/600-series | EA | 3574 |  | 53514136499 | 245 | LB | 45 | 24.5 | 32.75 | 18 Months | NO
611-0017 | E611 50'Cd/230V/1Ph/1750/1.0Bhp/3" Vert-D | E611 50'Cd/230V/1Ph/1750/1.0Bhp/3" Vert-D | https://www.zoellerpumps.com/en-us/products/sewage-pumps/commercial/600-series | EA | 4214 |  | 53514140106 | 245 | LB | 45 | 24.5 | 32.75 | 18 Months | NO
611-0018 | EX611 230V/1Ph/1750/1.0Bhp/3" Vert-D/Ex Pr | EX611 230V/1Ph/1750/1.0Bhp/3" Vert-D/Ex Pr | https://www.zoellerpumps.com/en-us/products/sewage-pumps/commercial/600-series | EA | 5742 |  | 53514155322 | 295 | LB | 45 | 24.5 | 32.75 | 18 Months | NO
611-0019 | EX611 230V/1Ph/1750/1.0Bhp/3"Hor-D/Ex Pr | EX611 230V/1Ph/1750/1.0Bhp/3"Hor-D/Ex Pr | https://www.zoellerpumps.com/en-us/products/sewage-pumps/commercial/600-series | EA | 5742 |  | 53514157135 | 295 | LB | 45 | 24.5 | 32.75 | 18 Months | NO
611-0020 | EX611 230V/1Ph/1750/1.0Bhp/4"D/Ex Pr | EX611 230V/1Ph/1750/1.0Bhp/4"D/Ex Pr | https://www.zoellerpumps.com/en-us/products/sewage-pumps/commercial/600-series | EA | 5564 |  | 53514157142 | 295 | LB | 45 | 24.5 | 32.75 | 18 Months | NO
611-0021 | JX611 200V/3Ph/1750/1.0Bhp/3" Vert-D/Ex Pr | JX611 200V/3Ph/1750/1.0Bhp/3" Vert-D/Ex Pr | https://www.zoellerpumps.com/en-us/products/sewage-pumps/commercial/600-series | EA | 5262 |  | 53514157159 | 295 | LB | 45 | 24.5 | 32.75 | 18 Months | NO
611-0022 | JX611 200V/3Ph/1750/1.0Bhp/3"Hor-D/Ex Pr | JX611 200V/3Ph/1750/1.0Bhp/3"Hor-D/Ex Pr | https://www.zoellerpumps.com/en-us/products/sewage-pumps/commercial/600-series | EA | 5262 |  | 53514157173 | 295 | LB | 45 | 24.5 | 32.75 | 18 Months | NO
611-0023 | JX611 200V/3Ph/1750/1.0Bhp/4"D/Ex Pr | JX611 200V/3Ph/1750/1.0Bhp/4"D/Ex Pr | https://www.zoellerpumps.com/en-us/products/sewage-pumps/commercial/600-series | EA | 5084 |  | 53514157180 | 295 | LB | 45 | 24.5 | 32.75 | 18 Months | NO
611-0024 | FX611 230V/3Ph/1750/1.0Bhp/3" Vert-D/Ex Pr | FX611 230V/3Ph/1750/1.0Bhp/3" Vert-D/Ex Pr | https://www.zoellerpumps.com/en-us/products/sewage-pumps/commercial/600-series | EA | 5262 |  | 53514157197 | 295 | LB | 45 | 24.5 | 32.75 | 18 Months | NO
611-0025 | FX611 230V/3Ph/1750/1.0Bhp/3"Hor-D/Ex Pr | FX611 230V/3Ph/1750/1.0Bhp/3"Hor-D/Ex Pr | https://www.zoellerpumps.com/en-us/products/sewage-pumps/commercial/600-series | EA | 5262 |  | 53514157203 | 295 | LB | 45 | 24.5 | 32.75 | 18 Months | NO
611-0026 | FX611 230V/3Ph/1750/1.0Bhp/4"D/Ex Pr | FX611 230V/3Ph/1750/1.0Bhp/4"D/Ex Pr | https://www.zoellerpumps.com/en-us/products/sewage-pumps/commercial/600-series | EA | 5084 |  | 53514157210 | 295 | LB | 45 | 24.5 | 32.75 | 18 Months | NO
611-0027 | GX611 460V/3Ph/1750/1.0Bhp/3" Vert-D/Ex Pr | GX611 460V/3Ph/1750/1.0Bhp/3" Vert-D/Ex Pr | https://www.zoellerpumps.com/en-us/products/sewage-pumps/commercial/600-series | EA | 5262 |  | 53514157227 | 295 | LB | 45 | 24.5 | 32.75 | 18 Months | NO
611-0028 | GX611 460V/3Ph/1750/1.0Bhp/3"Hor-D/Ex Pr | GX611 460V/3Ph/1750/1.0Bhp/3"Hor-D/Ex Pr | https://www.zoellerpumps.com/en-us/products/sewage-pumps/commercial/600-series | EA | 5262 |  | 53514157234 | 295 | LB | 45 | 24.5 | 32.75 | 18 Months | NO
611-0029 | GX611 460V/3Ph/1750/1.0Bhp/4"D/Ex Pr | GX611 460V/3Ph/1750/1.0Bhp/4"D/Ex Pr | https://www.zoellerpumps.com/en-us/products/sewage-pumps/commercial/600-series | EA | 5084 |  | 53514157258 | 295 | LB | 45 | 24.5 | 32.75 | 18 Months | NO
611-0033 | J611 35'Cd/200V/3Ph/1750/1.0Bhp/3" Vert-D | J611 35'Cd/200V/3Ph/1750/1.0Bhp/3" Vert-D | https://www.zoellerpumps.com/en-us/products/sewage-pumps/commercial/600-series | EA | 3674 |  | 53514160630 | 245 | LB | 45 | 24.5 | 32.75 | 18 Months | NO
611-0034 | E611 230V/1Ph/1750/1.0 Bhp/3"Hor-D | E611 230V/1Ph/1750/1.0 Bhp/3"Hor-D | https://www.zoellerpumps.com/en-us/products/sewage-pumps/commercial/600-series | EA | 4054 |  | 53514187330 | 245 | LB | 45 | 24.5 | 32.75 | 18 Months | NO
611-0035 | G611 460V/3Ph/1750/1.0 Bhp/3"Hor-D | G611 460V/3Ph/1750/1.0 Bhp/3"Hor-D | https://www.zoellerpumps.com/en-us/products/sewage-pumps/commercial/600-series | EA | 3574 |  | 53514203689 | 245 | LB | 45 | 24.5 | 32.75 | 18 Months | NO
611-0036 | E611 50'Cd/230V/1Ph/1750/1.0Bhp/4"D | E611 50'Cd/230V/1Ph/1750/1.0Bhp/4"D | https://www.zoellerpumps.com/en-us/products/sewage-pumps/commercial/600-series | EA | 4214 |  | 53514206512 | 245 | LB | 45 | 24.5 | 32.75 | 18 Months | NO
611-0037 | GX611 50"Cd/460V/3Ph/1750/1.0Bhp/3" Vert-D/Ex Pr | GX611 50"Cd/460V/3Ph/1750/1.0Bhp/3" Vert-D/Ex Pr | https://www.zoellerpumps.com/en-us/products/sewage-pumps/commercial/600-series | EA | 5422 |  | 53514208004 | 295 | LB | 45 | 24.5 | 32.75 | 18 Months | NO
611-0038 | J611 200V/3Ph/1750/1.0 Bhp/3" Hor-D | J611 200V/3Ph/1750/1.0 Bhp/3" Hor-D | https://www.zoellerpumps.com/en-us/products/sewage-pumps/commercial/600-series | EA | 3574 |  | 53514216917 | 245 | LB | 45 | 24.5 | 32.75 | 18 Months | NO
611-0039 | JX611 35'Cd/200V/3Ph/1750/1.0Bhp/4"D/Ex Pr | JX611 35'Cd/200V/3Ph/1750/1.0Bhp/4"D/Ex Pr | https://www.zoellerpumps.com/en-us/products/sewage-pumps/commercial/600-series | EA | 5184 |  | 53514285500 | 295 | LB | 45 | 24.5 | 32.75 | 18 Months | NO
611-0040 | JX611 50'Cd/200V/3Ph/1750/1.0Bhp/4"D/Ex Pr | JX611 50'Cd/200V/3Ph/1750/1.0Bhp/4"D/Ex Pr | https://www.zoellerpumps.com/en-us/products/sewage-pumps/commercial/600-series | EA | 5244 |  | 53514332235 | 295 | LB | 45 | 24.5 | 32.75 | 18 Months | NO
611-0041 | G611 35'Cd/460V/3Ph/1750/1.0 Bhp/3"Vert-D | G611 35'Cd/460V/3Ph/1750/1.0 Bhp/3"Vert-D | https://www.zoellerpumps.com/en-us/products/sewage-pumps/commercial/600-series | EA | 3674 |  | 53514346607 | 245 | LB | 45 | 24.5 | 32.75 | 18 Months | NO
611-0042 | J611 50'Cd/200V/3Ph/1750/1.0Bhp/3" Vert-D | J611 50'Cd/200V/3Ph/1750/1.0Bhp/3" Vert-D | https://www.zoellerpumps.com/en-us/products/sewage-pumps/commercial/600-series | EA | 3734 |  | 53514350468 | 245 | LB | 45 | 24.5 | 32.75 | 18 Months | NO
611-0043 | G611 35'Cd/460V/3Ph/1750/1.0 Bhp/3"Hor-D | G611 35'Cd/460V/3Ph/1750/1.0 Bhp/3"Hor-D | https://www.zoellerpumps.com/en-us/products/sewage-pumps/commercial/600-series | EA | 3674 |  | 53514352158 | 245 | LB | 45 | 24.5 | 32.75 | 18 Months | NO
611-0045 | EX611 50'Cd/230V/1Ph/1750/1.0Bhp/3"Vert-D/Ex Pr | EX611 50'Cd/230V/1Ph/1750/1.0Bhp/3"Vert-D/Ex Pr | https://www.zoellerpumps.com/en-us/products/sewage-pumps/commercial/600-series | EA | 5902 |  | 53514391881 | 295 | LB | 45 | 24.5 | 32.75 | 18 Months | NO
611-0047 | G611 50'Cd/460V/3Ph/1750/1.0 Bhp/3"Hor-D | G611 50'Cd/460V/3Ph/1750/1.0 Bhp/3"Hor-D | https://www.zoellerpumps.com/en-us/products/sewage-pumps/commercial/600-series | EA | 3734 |  | 53514422899 | 245 | LB | 45 | 24.5 | 32.75 | 18 Months | NO
611-0048 | E611 35'Cd/230V/1Ph/1750/1.0Bhp/4"D | E611 35'Cd/230V/1Ph/1750/1.0Bhp/4"D | https://www.zoellerpumps.com/en-us/products/sewage-pumps/commercial/600-series | EA | 4154 |  | 53514459161 | 245 | LB | 45 | 24.5 | 32.75 | 18 Months | NO
611-0049 | G611 50'Cd/460V/3Ph/1750/1.0 Bhp/4"D | G611 50'Cd/460V/3Ph/1750/1.0 Bhp/4"D | https://www.zoellerpumps.com/en-us/products/sewage-pumps/commercial/600-series | EA | 3734 |  | 53514472795 | 245 | LB | 45 | 24.5 | 32.75 | 18 Months | NO
621-0004 | E621 230V/1Ph/1750/1.5 Bhp/3"Vert-D | E621 230V/1Ph/1750/1.5 Bhp/3"Vert-D | https://www.zoellerpumps.com/en-us/products/sewage-pumps/commercial/600-series | EA | 4151 |  | 53514116347 | 245 | LB | 45 | 24.5 | 32.75 | 18 Months | NO
621-0005 | E621 230V/1Ph/1750/1.5 Bhp/4"D | E621 230V/1Ph/1750/1.5 Bhp/4"D | https://www.zoellerpumps.com/en-us/products/sewage-pumps/commercial/600-series | EA | 4151 |  | 53514116361 | 245 | LB | 45 | 24.5 | 32.75 | 18 Months | NO
621-0006 | J621 200V/3Ph/1750/1.5 Bhp/3"Vert-D | J621 200V/3Ph/1750/1.5 Bhp/3"Vert-D | https://www.zoellerpumps.com/en-us/products/sewage-pumps/commercial/600-series | EA | 3671 |  | 53514116378 | 245 | LB | 45 | 24.5 | 32.75 | 18 Months | NO
621-0007 | J621 200V/3Ph/1750/1.5 Bhp/4"D | J621 200V/3Ph/1750/1.5 Bhp/4"D | https://www.zoellerpumps.com/en-us/products/sewage-pumps/commercial/600-series | EA | 3671 |  | 53514116385 | 245 | LB | 45 | 24.5 | 32.75 | 18 Months | NO
621-0008 | F621 230V/3Ph/1750/1.5 Bhp/3"Vert-D | F621 230V/3Ph/1750/1.5 Bhp/3"Vert-D | https://www.zoellerpumps.com/en-us/products/sewage-pumps/commercial/600-series | EA | 3671 |  | 53514116392 | 245 | LB | 45 | 24.5 | 32.75 | 18 Months | NO
621-0009 | F621 230V/3Ph/1750/1.5 Bhp/4"D | F621 230V/3Ph/1750/1.5 Bhp/4"D | https://www.zoellerpumps.com/en-us/products/sewage-pumps/commercial/600-series | EA | 3671 |  | 53514116408 | 245 | LB | 45 | 24.5 | 32.75 | 18 Months | NO
621-0010 | G621 460V/3Ph/1750/1.5 Bhp/3"Vert-D | G621 460V/3Ph/1750/1.5 Bhp/3"Vert-D | https://www.zoellerpumps.com/en-us/products/sewage-pumps/commercial/600-series | EA | 3671 |  | 53514116415 | 245 | LB | 45 | 24.5 | 32.75 | 18 Months | NO
621-0011 | G621 460V/3Ph/1750/1.5 Bhp/4"D | G621 460V/3Ph/1750/1.5 Bhp/4"D | https://www.zoellerpumps.com/en-us/products/sewage-pumps/commercial/600-series | EA | 3671 |  | 53514116422 | 245 | LB | 45 | 24.5 | 32.75 | 18 Months | NO
621-0015 | E621 50'Cd/230V/1Ph/1750/1.5Bhp/3"Vert-D | E621 50'Cd/230V/1Ph/1750/1.5Bhp/3"Vert-D | https://www.zoellerpumps.com/en-us/products/sewage-pumps/commercial/600-series | EA | 4311 |  | 53514136468 | 245 | LB | 45 | 24.5 | 32.75 | 18 Months | NO
621-0016 | F621 230V/3P/1750/1.5Bhp/3"Hor-D | F621 230V/3P/1750/1.5Bhp/3"Hor-D | https://www.zoellerpumps.com/en-us/products/sewage-pumps/commercial/600-series | EA | 3671 |  | 53514138356 | 245 | LB | 45 | 24.5 | 32.75 | 18 Months | NO
621-0017 | G621 50'Cd/460V/3Ph/1750/1.5Bhp/3"Vert-D | G621 50'Cd/460V/3Ph/1750/1.5Bhp/3"Vert-D | https://www.zoellerpumps.com/en-us/products/sewage-pumps/commercial/600-series | EA | 3831 |  | 53514142254 | 245 | LB | 45 | 24.5 | 32.75 | 18 Months | NO
621-0018 | G621 460V/3Ph/1750/1.5Bhp/3"Hor-D | G621 460V/3Ph/1750/1.5Bhp/3"Hor-D | https://www.zoellerpumps.com/en-us/products/sewage-pumps/commercial/600-series | EA | 3671 |  | 53514146429 | 245 | LB | 45 | 24.5 | 32.75 | 18 Months | NO
621-0019 | J621 200V/3Ph/1750/1.5 Bhp/3"Hor-D/ | J621 200V/3Ph/1750/1.5 Bhp/3"Hor-D/ | https://www.zoellerpumps.com/en-us/products/sewage-pumps/commercial/600-series | EA | 3671 |  | 53514147372 | 245 | LB | 45 | 24.5 | 32.75 | 18 Months | NO
621-0020 | EX621 230V/1Ph/1750/1.5 Bhp/3"Vert-D/Ex Pr | EX621 230V/1Ph/1750/1.5 Bhp/3"Vert-D/Ex Pr | https://www.zoellerpumps.com/en-us/products/sewage-pumps/commercial/600-series | EA | 5838 |  | 53514155339 | 295 | LB | 45 | 24.5 | 32.75 | 18 Months | NO
621-0021 | EX621 230V/1Ph/1750/1.5 Bhp/3"Hor-D/Ex Pr | EX621 230V/1Ph/1750/1.5 Bhp/3"Hor-D/Ex Pr | https://www.zoellerpumps.com/en-us/products/sewage-pumps/commercial/600-series | EA | 5838 |  | 53514157302 | 295 | LB | 45 | 24.5 | 32.75 | 18 Months | NO
621-0022 | EX621 230V/1Ph/1750/1.5 Bhp/4"D/Ex Pr | EX621 230V/1Ph/1750/1.5 Bhp/4"D/Ex Pr | https://www.zoellerpumps.com/en-us/products/sewage-pumps/commercial/600-series | EA | 5838 |  | 53514157319 | 295 | LB | 45 | 24.5 | 32.75 | 18 Months | NO
621-0023 | JX621 200V/3Ph/1750/1.5 Bhp/3"Vert-D/Ex Pr | JX621 200V/3Ph/1750/1.5 Bhp/3"Vert-D/Ex Pr | https://www.zoellerpumps.com/en-us/products/sewage-pumps/commercial/600-series | EA | 5358 |  | 53514157326 | 295 | LB | 45 | 24.5 | 32.75 | 18 Months | NO
621-0024 | JX621 200V/3Ph/1750/1.5 Bhp/3"Hor-D/Ex Pr | JX621 200V/3Ph/1750/1.5 Bhp/3"Hor-D/Ex Pr | https://www.zoellerpumps.com/en-us/products/sewage-pumps/commercial/600-series | EA | 5358 |  | 53514157333 | 295 | LB | 45 | 24.5 | 32.75 | 18 Months | NO
621-0025 | JX621 200V/3Ph/1750/1.5 Bhp/4"D/Ex Pr | JX621 200V/3Ph/1750/1.5 Bhp/4"D/Ex Pr | https://www.zoellerpumps.com/en-us/products/sewage-pumps/commercial/600-series | EA | 5358 |  | 53514157340 | 295 | LB | 45 | 24.5 | 32.75 | 18 Months | NO
621-0026 | FX621 230V/3Ph/1750/1.5 Bhp/3"Vert-D/Ex Pr | FX621 230V/3Ph/1750/1.5 Bhp/3"Vert-D/Ex Pr | https://www.zoellerpumps.com/en-us/products/sewage-pumps/commercial/600-series | EA | 5358 |  | 53514157357 | 295 | LB | 45 | 24.5 | 32.75 | 18 Months | NO
621-0027 | FX621 230V/3Ph/1750/1.5 Bhp/3"Hor-D/Ex Pr | FX621 230V/3Ph/1750/1.5 Bhp/3"Hor-D/Ex Pr | https://www.zoellerpumps.com/en-us/products/sewage-pumps/commercial/600-series | EA | 5358 |  | 53514157401 | 295 | LB | 45 | 24.5 | 32.75 | 18 Months | NO
621-0028 | FX621 230V/3Ph/1750/1.5 Bhp/4"D/Ex Pr | FX621 230V/3Ph/1750/1.5 Bhp/4"D/Ex Pr | https://www.zoellerpumps.com/en-us/products/sewage-pumps/commercial/600-series | EA | 5358 |  | 53514157425 | 295 | LB | 45 | 24.5 | 32.75 | 18 Months | NO
621-0029 | GX621 460V/3Ph/1750/1.5 Bhp/3"Vert-D/Ex Pr | GX621 460V/3Ph/1750/1.5 Bhp/3"Vert-D/Ex Pr | https://www.zoellerpumps.com/en-us/products/sewage-pumps/commercial/600-series | EA | 5358 |  | 53514157449 | 295 | LB | 45 | 24.5 | 32.75 | 18 Months | NO
621-0030 | GX621 460V/3Ph/1750/1.5 Bhp/3"Hor-D/Ex Pr | GX621 460V/3Ph/1750/1.5 Bhp/3"Hor-D/Ex Pr | https://www.zoellerpumps.com/en-us/products/sewage-pumps/commercial/600-series | EA | 5358 |  | 53514157487 | 295 | LB | 45 | 24.5 | 32.75 | 18 Months | NO
621-0031 | GX621 460V/3Ph/1750/1.5 Bhp/4"D/Ex Pr | GX621 460V/3Ph/1750/1.5 Bhp/4"D/Ex Pr | https://www.zoellerpumps.com/en-us/products/sewage-pumps/commercial/600-series | EA | 5358 |  | 53514157548 | 295 | LB | 45 | 24.5 | 32.75 | 18 Months | NO
621-0035 | J621 50'Cd/200V/3Ph/1750/1.5Bhp/4"D | J621 50'Cd/200V/3Ph/1750/1.5Bhp/4"D | https://www.zoellerpumps.com/en-us/products/sewage-pumps/commercial/600-series | EA | 3831 |  | 53514155124 | 245 | LB | 45 | 24.5 | 32.75 | 18 Months | NO
621-0036 | EX621 35'Cd/230V/1Ph/1750/1.5Bhp/3"Vert-D/Ex Pr | EX621 35'Cd/230V/1Ph/1750/1.5Bhp/3"Vert-D/Ex Pr | https://www.zoellerpumps.com/en-us/products/sewage-pumps/commercial/600-series | EA | 5938 |  | 53514162580 | 295 | LB | 45 | 24.5 | 32.75 | 18 Months | NO
621-0037 | E621 230V/1Ph/1750/1.5 Bhp/3"Hor-D | E621 230V/1Ph/1750/1.5 Bhp/3"Hor-D | https://www.zoellerpumps.com/en-us/products/sewage-pumps/commercial/600-series | EA | 4151 |  | 53514176136 | 245 | LB | 45 | 24.5 | 32.75 | 18 Months | NO
621-0038 | J621 50'Cd/200V/3Ph/1750/1.5Bhp/3"Hor-D | J621 50'Cd/200V/3Ph/1750/1.5Bhp/3"Hor-D | https://www.zoellerpumps.com/en-us/products/sewage-pumps/commercial/600-series | EA | 3831 |  | 53514182328 | 245 | LB | 45 | 24.5 | 32.75 | 18 Months | NO
621-0039 | E621 35'Cd/230V/1Ph/1750/1.5Bhp/4"D | E621 35'Cd/230V/1Ph/1750/1.5Bhp/4"D | https://www.zoellerpumps.com/en-us/products/sewage-pumps/commercial/600-series | EA | 4251 |  | 53514184841 | 245 | LB | 45 | 24.5 | 32.75 | 18 Months | NO
621-0040 | G621 50'Cd/460V/3Ph/1750/1.5Bhp/3"Hor-D | G621 50'Cd/460V/3Ph/1750/1.5Bhp/3"Hor-D | https://www.zoellerpumps.com/en-us/products/sewage-pumps/commercial/600-series | EA | 3831 |  | 53514187644 | 245 | LB | 45 | 24.5 | 32.75 | 18 Months | NO
621-0041 | E621 35'Cd/230V/1Ph/1750/1.5Bhp/3"Vert-D | E621 35'Cd/230V/1Ph/1750/1.5Bhp/3"Vert-D | https://www.zoellerpumps.com/en-us/products/sewage-pumps/commercial/600-series | EA | 4251 |  | 53514202040 | 245 | LB | 45 | 24.5 | 32.75 | 18 Months | NO
621-0042 | G621 50'Cd/460V/3Ph/1750/1.5Bhp/4"D | G621 50'Cd/460V/3Ph/1750/1.5Bhp/4"D | https://www.zoellerpumps.com/en-us/products/sewage-pumps/commercial/600-series | EA | 3831 |  | 53514204082 | 245 | LB | 45 | 24.5 | 32.75 | 18 Months | NO
621-0043 | JX621 50'Cd/200V/3P/1750/1.5Bhp/3"Vert-D/Ex Pr | JX621 50'Cd/200V/3P/1750/1.5Bhp/3"Vert-D/Ex Pr | https://www.zoellerpumps.com/en-us/products/sewage-pumps/commercial/600-series | EA | 5518 |  | 53514205461 | 295 | LB | 45 | 24.5 | 32.75 | 18 Months | NO
621-0044 | E621 50'Cd/230V/1Ph/1750/1.5Bhp/4"D | E621 50'Cd/230V/1Ph/1750/1.5Bhp/4"D | https://www.zoellerpumps.com/en-us/products/sewage-pumps/commercial/600-series | EA | 4311 |  | 53514206505 | 245 | LB | 45 | 24.5 | 32.75 | 18 Months | NO
621-0045 | JX621 50'Cd/200V/3Ph/1750/1.5 Bhp/3"Hor-D/Ex Pr | JX621 50'Cd/200V/3Ph/1750/1.5 Bhp/3"Hor-D/Ex Pr | https://www.zoellerpumps.com/en-us/products/sewage-pumps/commercial/600-series | EA | 5518 |  | 53514259136 | 295 | LB | 45 | 24.5 | 32.75 | 18 Months | NO
621-0046 | G621 35'Cd/460V/3Ph/1750/1.5Bhp/4"D | G621 35'Cd/460V/3Ph/1750/1.5Bhp/4"D | https://www.zoellerpumps.com/en-us/products/sewage-pumps/commercial/600-series | EA | 3771 |  | 53514260484 | 245 | LB | 45 | 24.5 | 32.75 | 18 Months | NO
621-0047 | F621 75'Cd/230V/3Ph/1750/1.5 Bhp/4"D | F621 75'Cd/230V/3Ph/1750/1.5 Bhp/4"D | https://www.zoellerpumps.com/en-us/products/sewage-pumps/commercial/600-series | EA | 3921 |  | 53514279813 | 245 | LB | 45 | 24.5 | 32.75 | 18 Months | NO
621-0048 | F621 35'Cd/230V/3Ph/1750/1.5 Bhp/3"Vert-D | F621 35'Cd/230V/3Ph/1750/1.5 Bhp/3"Vert-D | https://www.zoellerpumps.com/en-us/products/sewage-pumps/commercial/600-series | EA | 3771 |  | 53514283933 | 245 | LB | 45 | 24.5 | 32.75 | 18 Months | NO
621-0050 | J621 35'Cd/200V/3Ph/1750/1.5 Bhp3" Vert-D | J621 35'Cd/200V/3Ph/1750/1.5 Bhp3" Vert-D | https://www.zoellerpumps.com/en-us/products/sewage-pumps/commercial/600-series | EA | 3771 |  | 53514364656 | 245 | LB | 45 | 24.5 | 32.75 | 18 Months | NO
621-0051 | J621 50'Cd/200V/3Ph/1750/1.5 Bhp/3" Vert-D | J621 50'Cd/200V/3Ph/1750/1.5 Bhp/3" Vert-D | https://www.zoellerpumps.com/en-us/products/sewage-pumps/commercial/600-series | EA | 3831 |  | 53514370046 | 245 | LB | 45 | 24.5 | 32.75 | 18 Months | NO
621-0053 | G621 35'Cd/460V/3Ph/1750/1.5Bhp/3"Hor-D | G621 35'Cd/460V/3Ph/1750/1.5Bhp/3"Hor-D | https://www.zoellerpumps.com/en-us/products/sewage-pumps/commercial/600-series | EA | 3771 |  | 53514373474 | 245 | LB | 45 | 24.5 | 32.75 | 18 Months | NO
621-0056 | JX621 35'Cd/200V/3Ph/1750/1.5 Bhp/4"D/Ex Pr | JX621 35'Cd/200V/3Ph/1750/1.5 Bhp/4"D/Ex Pr | https://www.zoellerpumps.com/en-us/products/sewage-pumps/commercial/600-series | EA | 5458 |  | 53514429331 | 295 | LB | 45 | 24.5 | 32.75 | 18 Months | NO
63-0001 | M63 115V/1Ph/cCSAus | M63 115V/1Ph/cCSAus | https://www.zoellerpumps.com/en-us/products/sump-effluent-pumps/residential/model-63 | EA | 337 | 252.75 | 53514377281 | 28.5 | LB | 10.25 | 7.75 | 10.25 | 60 Months | YES
63-0005 | M63 15'Cd/115V/1Ph/cCSAus | M63 15'Cd/115V/1Ph/cCSAus | https://www.zoellerpumps.com/en-us/products/sump-effluent-pumps/residential/model-63 | EA | 354 | 265.5 | 53514390501 | 28.5 | LB | 10.25 | 7.75 | 10.25 | 60 Months | YES
631-0004 | E631 230V/1Ph/1750/2.0 Bhp/3"Vert-D | E631 230V/1Ph/1750/2.0 Bhp/3"Vert-D | https://www.zoellerpumps.com/en-us/products/sewage-pumps/commercial/600-series | EA | 4335 |  | 53514116453 | 245 | LB | 45 | 24.5 | 32.75 | 18 Months | NO
631-0005 | E631 230V/1Ph/1750/2.0 Bhp/4"D | E631 230V/1Ph/1750/2.0 Bhp/4"D | https://www.zoellerpumps.com/en-us/products/sewage-pumps/commercial/600-series | EA | 4335 |  | 53514116460 | 245 | LB | 45 | 24.5 | 32.75 | 18 Months | NO
631-0006 | J631 200V/3Ph/1750/2.0 Bhp/3"Vert-D | J631 200V/3Ph/1750/2.0 Bhp/3"Vert-D | https://www.zoellerpumps.com/en-us/products/sewage-pumps/commercial/600-series | EA | 3855 |  | 53514116477 | 245 | LB | 45 | 24.5 | 32.75 | 18 Months | NO
631-0007 | J631 200V/3Ph/1750/2.0 Bhp/4"D | J631 200V/3Ph/1750/2.0 Bhp/4"D | https://www.zoellerpumps.com/en-us/products/sewage-pumps/commercial/600-series | EA | 3855 |  | 53514116484 | 245 | LB | 45 | 24.5 | 32.75 | 18 Months | NO
631-0008 | F631 230V/3Ph/1750/2.0 Bhp/3"Vert-D | F631 230V/3Ph/1750/2.0 Bhp/3"Vert-D | https://www.zoellerpumps.com/en-us/products/sewage-pumps/commercial/600-series | EA | 3855 |  | 53514116491 | 245 | LB | 45 | 24.5 | 32.75 | 18 Months | NO
631-0009 | F631 230V/3Ph/1750/2.0 Bhp/4"D | F631 230V/3Ph/1750/2.0 Bhp/4"D | https://www.zoellerpumps.com/en-us/products/sewage-pumps/commercial/600-series | EA | 3855 |  | 53514116507 | 245 | LB | 45 | 24.5 | 32.75 | 18 Months | NO
631-0010 | G631 460V/3Ph/1750/2.0 Bhp/3"Vert-D | G631 460V/3Ph/1750/2.0 Bhp/3"Vert-D | https://www.zoellerpumps.com/en-us/products/sewage-pumps/commercial/600-series | EA | 3855 |  | 53514116514 | 245 | LB | 45 | 24.5 | 32.75 | 18 Months | NO
631-0011 | G631 460V/3Ph/1750/2.0 Bhp/4"D | G631 460V/3Ph/1750/2.0 Bhp/4"D | https://www.zoellerpumps.com/en-us/products/sewage-pumps/commercial/600-series | EA | 3855 |  | 53514116521 | 245 | LB | 45 | 24.5 | 32.75 | 18 Months | NO
631-0014 | J631 200V/3Ph/1750/2.0 Bhp/3"Hor-D | J631 200V/3Ph/1750/2.0 Bhp/3"Hor-D | https://www.zoellerpumps.com/en-us/products/sewage-pumps/commercial/600-series | EA | 3855 |  | 53514117283 | 245 | LB | 45 | 24.5 | 32.75 | 18 Months | NO
631-0015 | G631 50'Cd/460V/3Ph/1750/2.0Bhp/3"Vert-D | G631 50'Cd/460V/3Ph/1750/2.0Bhp/3"Vert-D | https://www.zoellerpumps.com/en-us/products/sewage-pumps/commercial/600-series | EA | 4015 |  | 53514120153 | 245 | LB | 45 | 24.5 | 32.75 | 18 Months | NO
631-0016 | G631 75'Cd/460V/3Ph/1750/2.0Bhp/4"D | G631 75'Cd/460V/3Ph/1750/2.0Bhp/4"D | https://www.zoellerpumps.com/en-us/products/sewage-pumps/commercial/600-series | EA | 4105 |  | 53514138899 | 245 | LB | 45 | 24.5 | 32.75 | 18 Months | NO
631-0017 | E631 230V/1Ph/1750/2.0 Bhp/3"Hor-D | E631 230V/1Ph/1750/2.0 Bhp/3"Hor-D | https://www.zoellerpumps.com/en-us/products/sewage-pumps/commercial/600-series | EA | 4335 |  | 53514141677 | 245 | LB | 45 | 24.5 | 32.75 | 18 Months | NO
631-0018 | G631 460V/3Ph/1750/2.0 Bhp/3"Hor-D | G631 460V/3Ph/1750/2.0 Bhp/3"Hor-D | https://www.zoellerpumps.com/en-us/products/sewage-pumps/commercial/600-series | EA | 3855 |  | 53514141820 | 245 | LB | 45 | 24.5 | 32.75 | 18 Months | NO
631-0021 | EX631 230V/1Ph/1750/2.0 Bhp/3"Vert-D/Ex Pr | EX631 230V/1Ph/1750/2.0 Bhp/3"Vert-D/Ex Pr | https://www.zoellerpumps.com/en-us/products/sewage-pumps/commercial/600-series | EA | 6035 |  | 53514155346 | 295 | LB | 45 | 24.5 | 32.75 | 18 Months | NO
631-0022 | EX631 230V/1Ph/1750/2.0 Bhp/3"Hor-D/Ex Pr | EX631 230V/1Ph/1750/2.0 Bhp/3"Hor-D/Ex Pr | https://www.zoellerpumps.com/en-us/products/sewage-pumps/commercial/600-series | EA | 6035 |  | 53514157685 | 295 | LB | 45 | 24.5 | 32.75 | 18 Months | NO
631-0023 | EX631 230V/1Ph/1750/2.0 Bhp/4"D/Ex Pr | EX631 230V/1Ph/1750/2.0 Bhp/4"D/Ex Pr | https://www.zoellerpumps.com/en-us/products/sewage-pumps/commercial/600-series | EA | 6035 |  | 53514157708 | 295 | LB | 45 | 24.5 | 32.75 | 18 Months | NO
631-0024 | JX631 200V/3Ph/1750/2.0 Bhp/3"Vert-D/Ex Pr | JX631 200V/3Ph/1750/2.0 Bhp/3"Vert-D/Ex Pr | https://www.zoellerpumps.com/en-us/products/sewage-pumps/commercial/600-series | EA | 5555 |  | 53514157722 | 295 | LB | 45 | 24.5 | 32.75 | 18 Months | NO
631-0025 | JX631 200V/3Ph/1750/2.0 Bhp/3"Hor-D/Ex Pr | JX631 200V/3Ph/1750/2.0 Bhp/3"Hor-D/Ex Pr | https://www.zoellerpumps.com/en-us/products/sewage-pumps/commercial/600-series | EA | 5555 |  | 53514157739 | 295 | LB | 45 | 24.5 | 32.75 | 18 Months | NO
631-0026 | JX631 200V/3Ph/1750/2.0 Bhp/4"D/Ex Pr | JX631 200V/3Ph/1750/2.0 Bhp/4"D/Ex Pr | https://www.zoellerpumps.com/en-us/products/sewage-pumps/commercial/600-series | EA | 5555 |  | 53514157746 | 295 | LB | 45 | 24.5 | 32.75 | 18 Months | NO
631-0027 | FX631 230V/3Ph/1750/2.0 Bhp/3"Vert-D/Ex Pr | FX631 230V/3Ph/1750/2.0 Bhp/3"Vert-D/Ex Pr | https://www.zoellerpumps.com/en-us/products/sewage-pumps/commercial/600-series | EA | 5555 |  | 53514157760 | 295 | LB | 45 | 24.5 | 32.75 | 18 Months | NO
631-0028 | FX631 230V/3Ph/1750/2.0 Bhp/3"Hor-D/Ex Pr | FX631 230V/3Ph/1750/2.0 Bhp/3"Hor-D/Ex Pr | https://www.zoellerpumps.com/en-us/products/sewage-pumps/commercial/600-series | EA | 5555 |  | 53514157784 | 295 | LB | 45 | 24.5 | 32.75 | 18 Months | NO
631-0029 | FX631 230V/3Ph/1750/2.0 Bhp/4"D/Ex Pr | FX631 230V/3Ph/1750/2.0 Bhp/4"D/Ex Pr | https://www.zoellerpumps.com/en-us/products/sewage-pumps/commercial/600-series | EA | 5555 |  | 53514157791 | 295 | LB | 45 | 24.5 | 32.75 | 18 Months | NO
631-0030 | GX631 460V/3Ph/1750/2.0 Bhp/3"Vert-D/Ex Pr | GX631 460V/3Ph/1750/2.0 Bhp/3"Vert-D/Ex Pr | https://www.zoellerpumps.com/en-us/products/sewage-pumps/commercial/600-series | EA | 5555 |  | 53514157814 | 295 | LB | 45 | 24.5 | 32.75 | 18 Months | NO
631-0031 | GX631 460V/3Ph/1750/2.0 Bhp/3"Hor-D/Ex Pr | GX631 460V/3Ph/1750/2.0 Bhp/3"Hor-D/Ex Pr | https://www.zoellerpumps.com/en-us/products/sewage-pumps/commercial/600-series | EA | 5555 |  | 53514157883 | 295 | LB | 45 | 24.5 | 32.75 | 18 Months | NO
631-0032 | GX631 460V/3Ph/1750/2.0 Bhp/4"D/Ex Pr | GX631 460V/3Ph/1750/2.0 Bhp/4"D/Ex Pr | https://www.zoellerpumps.com/en-us/products/sewage-pumps/commercial/600-series | EA | 5555 |  | 53514157906 | 295 | LB | 45 | 24.5 | 32.75 | 18 Months | NO
631-0036 | J631 35'Cd/200V/3Ph/1750/2.0Bhp/4"D | J631 35'Cd/200V/3Ph/1750/2.0Bhp/4"D | https://www.zoellerpumps.com/en-us/products/sewage-pumps/commercial/600-series | EA | 3955 |  | 53514153038 | 255 | LB | 45 | 24.5 | 32.75 | 18 Months | NO
631-0037 | F631 50'Cd/230V/3Ph/1750/2.0Bhp/3"Vert-D | F631 50'Cd/230V/3Ph/1750/2.0Bhp/3"Vert-D | https://www.zoellerpumps.com/en-us/products/sewage-pumps/commercial/600-series | EA | 4015 |  | 53514154202 | 245 | LB | 45 | 24.5 | 32.75 | 18 Months | NO
631-0038 | E631 50'Cd/230V/1Ph/1750/2.0Bhp/3"Vert-D | E631 50'Cd/230V/1Ph/1750/2.0Bhp/3"Vert-D | https://www.zoellerpumps.com/en-us/products/sewage-pumps/commercial/600-series | EA | 4495 |  | 53514164522 | 245 | LB | 45 | 24.5 | 32.75 | 18 Months | NO
631-0039 | G631 50'Cd/460V/3Ph/1750/2.0Bhp/3"Hor-D | G631 50'Cd/460V/3Ph/1750/2.0Bhp/3"Hor-D | https://www.zoellerpumps.com/en-us/products/sewage-pumps/commercial/600-series | EA | 4015 |  | 53514171889 | 245 | LB | 45 | 24.5 | 32.75 | 18 Months | NO
631-0040 | JX631 50'Cd/200V/3P/1750/2.0Bhp/3"Vert-D/Ex Pr | JX631 50'Cd/200V/3P/1750/2.0Bhp/3"Vert-D/Ex Pr | https://www.zoellerpumps.com/en-us/products/sewage-pumps/commercial/600-series | EA | 5715 |  | 53514174958 | 295 | LB | 45 | 24.5 | 32.75 | 18 Months | NO
631-0041 | G631 50'Cd/460V/3Ph/1750/2.0Bhp/4"D | G631 50'Cd/460V/3Ph/1750/2.0Bhp/4"D | https://www.zoellerpumps.com/en-us/products/sewage-pumps/commercial/600-series | EA | 4015 |  | 53514201432 | 245 | LB | 45 | 24.5 | 32.75 | 18 Months | NO
631-0042 | E631 35'Cd/230V/1Ph/1750/2.0Bhp/4"D | E631 35'Cd/230V/1Ph/1750/2.0Bhp/4"D | https://www.zoellerpumps.com/en-us/products/sewage-pumps/commercial/600-series | EA | 4435 |  | 53514202941 | 245 | LB | 45 | 24.5 | 32.75 | 18 Months | NO
631-0043 | G631 35' Cd/460V/3Ph/1750/2.0 Bhp/3"Vert-D | G631 35' Cd/460V/3Ph/1750/2.0 Bhp/3"Vert-D | https://www.zoellerpumps.com/en-us/products/sewage-pumps/commercial/600-series | EA | 3955 |  | 53514251772 | 245 | LB | 45 | 24.5 | 32.75 | 18 Months | NO
631-0045 | J631 35'Cd/200V/3Ph/1750/2.0 Bhp/3"Vert-D | J631 35'Cd/200V/3Ph/1750/2.0 Bhp/3"Vert-D | https://www.zoellerpumps.com/en-us/products/sewage-pumps/commercial/600-series | EA | 3955 |  | 53514290818 | 245 | LB | 45 | 24.5 | 32.75 | 18 Months | NO
631-0046 | J631 50'Cd/200V/3Ph/1750/2.0 Bhp/3"Vert-D | J631 50'Cd/200V/3Ph/1750/2.0 Bhp/3"Vert-D | https://www.zoellerpumps.com/en-us/products/sewage-pumps/commercial/600-series | EA | 4015 |  | 53514290832 | 245 | LB | 45 | 24.5 | 32.75 | 18 Months | NO
631-0047 | FX631 35'Cd/230V/3Ph/1750/2.0 Bhp/3"Vert-D/Ex Pr | FX631 35'Cd/230V/3Ph/1750/2.0 Bhp/3"Vert-D/Ex Pr | https://www.zoellerpumps.com/en-us/products/sewage-pumps/commercial/600-series | EA | 5655 |  | 53514317812 | 295 | LB | 45 | 24.5 | 32.75 | 18 Months | NO
631-0048 | GX631 35'Cd/460V/3Ph/1750/2.0 Bhp/3"Hor-D/Ex Pr | GX631 35'Cd/460V/3Ph/1750/2.0 Bhp/3"Hor-D/Ex Pr | https://www.zoellerpumps.com/en-us/products/sewage-pumps/commercial/600-series | EA | 5655 |  | 53514320768 | 295 | LB | 45 | 24.5 | 32.75 | 18 Months | NO
631-0049 | F631 50'Cd/230V/3Ph/1750/2.0 Bhp/3"Hor-D | F631 50'Cd/230V/3Ph/1750/2.0 Bhp/3"Hor-D | https://www.zoellerpumps.com/en-us/products/sewage-pumps/commercial/600-series | EA | 4015 |  | 53514334369 | 245 | LB | 45 | 24.5 | 32.75 | 18 Months | NO
631-0050 | F631 50'Cd/230V/3Ph/1750/2.0 Bhp/4"D | F631 50'Cd/230V/3Ph/1750/2.0 Bhp/4"D | https://www.zoellerpumps.com/en-us/products/sewage-pumps/commercial/600-series | EA | 4015 |  | 53514339371 | 245 | LB | 45 | 24.5 | 32.75 | 18 Months | NO
631-0051 | F631 35'Cd/230V/3Ph/1750/2.0 Bhp/4"D | F631 35'Cd/230V/3Ph/1750/2.0 Bhp/4"D | https://www.zoellerpumps.com/en-us/products/sewage-pumps/commercial/600-series | EA | 3955 |  | 53514340391 | 245 | LB | 45 | 24.5 | 32.75 | 18 Months | NO
631-0053 | E631 50'Cd/230V/1Ph/1750/2.0 Bhp/3"Hor-D | E631 50'Cd/230V/1Ph/1750/2.0 Bhp/3"Hor-D | https://www.zoellerpumps.com/en-us/products/sewage-pumps/commercial/600-series | EA | 4495 |  | 53514415778 | 245 | LB | 45 | 24.5 | 32.75 | 18 Months | NO
631-0058 | E631 35'Cd/230V/1Ph/1750/2.0 Bhp/3"Hor-D | E631 35'Cd/230V/1Ph/1750/2.0 Bhp/3"Hor-D | https://www.zoellerpumps.com/en-us/products/sewage-pumps/commercial/600-series | EA | 4435 |  | 53514468064 | 245 | LB | 45 | 24.5 | 32.75 | 18 Months | NO
631-0059 | E631 75'Cd/230V/1Ph/1750/2.0Bhp/4"D | E631 75'Cd/230V/1Ph/1750/2.0Bhp/4"D | https://www.zoellerpumps.com/en-us/products/sewage-pumps/commercial/600-series | EA | 5134 |  | 53514473471 | 245 | LB | 45 | 24.5 | 32.75 | 18 Months | NO
631-0060 | E631 35'Cd/230V/1Ph/1750/2.0Bhp/3"Vert-D | E631 35'Cd/230V/1Ph/1750/2.0Bhp/3"Vert-D | https://www.zoellerpumps.com/en-us/products/sewage-pumps/commercial/600-series | EA | 4435 |  | 53514473990 | 245 | LB | 45 | 24.5 | 32.75 | 18 Months | NO
641-0004 | E641 230V/1Ph/1750/3.0 Bhp/3"Vert-D | E641 230V/1Ph/1750/3.0 Bhp/3"Vert-D | https://www.zoellerpumps.com/en-us/products/sewage-pumps/commercial/600-series | EA | 4430 |  | 53514116583 | 245 | LB | 45 | 24.5 | 32.75 | 18 Months | NO
641-0005 | E641 230V/1Ph/1750/3.0 Bhp/4"D | E641 230V/1Ph/1750/3.0 Bhp/4"D | https://www.zoellerpumps.com/en-us/products/sewage-pumps/commercial/600-series | EA | 4430 |  | 53514116590 | 245 | LB | 45 | 24.5 | 32.75 | 18 Months | NO
641-0006 | J641 200V/3Ph/1750/3.0 Bhp/3"Vert-D | J641 200V/3Ph/1750/3.0 Bhp/3"Vert-D | https://www.zoellerpumps.com/en-us/products/sewage-pumps/commercial/600-series | EA | 3950 |  | 53514116606 | 245 | LB | 45 | 24.5 | 32.75 | 18 Months | NO
641-0007 | J641 200V/3Ph/1750/3.0 Bhp/4"D | J641 200V/3Ph/1750/3.0 Bhp/4"D | https://www.zoellerpumps.com/en-us/products/sewage-pumps/commercial/600-series | EA | 3950 |  | 53514116613 | 245 | LB | 45 | 24.5 | 32.75 | 18 Months | NO
641-0008 | F641 230V/3Ph/1750/3.0 Bhp/3"Vert-D | F641 230V/3Ph/1750/3.0 Bhp/3"Vert-D | https://www.zoellerpumps.com/en-us/products/sewage-pumps/commercial/600-series | EA | 3950 |  | 53514116644 | 245 | LB | 45 | 24.5 | 32.75 | 18 Months | NO
641-0009 | F641 230V/3Ph/1750/3.0 Bhp/4"D | F641 230V/3Ph/1750/3.0 Bhp/4"D | https://www.zoellerpumps.com/en-us/products/sewage-pumps/commercial/600-series | EA | 3950 |  | 53514116651 | 245 | LB | 45 | 24.5 | 32.75 | 18 Months | NO
641-0010 | G641 460V/3Ph/1750/3.0 Bhp/3"Vert-D | G641 460V/3Ph/1750/3.0 Bhp/3"Vert-D | https://www.zoellerpumps.com/en-us/products/sewage-pumps/commercial/600-series | EA | 3950 |  | 53514116668 | 245 | LB | 45 | 24.5 | 32.75 | 18 Months | NO
641-0011 | G641 460V/3Ph/1750/3.0 Bhp/4"D | G641 460V/3Ph/1750/3.0 Bhp/4"D | https://www.zoellerpumps.com/en-us/products/sewage-pumps/commercial/600-series | EA | 3950 |  | 53514116675 | 245 | LB | 45 | 24.5 | 32.75 | 18 Months | NO
641-0014 | J641 200V/3Ph/1750/3.0Bhp/3"Hor-D | J641 200V/3Ph/1750/3.0Bhp/3"Hor-D | https://www.zoellerpumps.com/en-us/products/sewage-pumps/commercial/600-series | EA | 3950 |  | 53514119058 | 245 | LB | 45 | 24.5 | 32.75 | 18 Months | NO
641-0015 | F641 230V/3Ph/1750/3Bhp/3"Hor-D | F641 230V/3Ph/1750/3Bhp/3"Hor-D | https://www.zoellerpumps.com/en-us/products/sewage-pumps/commercial/600-series | EA | 3950 |  | 53514121440 | 245 | LB | 45 | 24.5 | 32.75 | 18 Months | NO
641-0016 | G641 460V/3Ph/1750/3.0B Hp/3"Hor-D | G641 460V/3Ph/1750/3.0B Hp/3"Hor-D | https://www.zoellerpumps.com/en-us/products/sewage-pumps/commercial/600-series | EA | 3950 |  | 53514128333 | 245 | LB | 45 | 24.5 | 32.75 | 18 Months | NO
641-0017 | F641 35'Cd/230V/3Ph/1750/3.0Bhp/4"D | F641 35'Cd/230V/3Ph/1750/3.0Bhp/4"D | https://www.zoellerpumps.com/en-us/products/sewage-pumps/commercial/600-series | EA | 4050 |  | 53514133979 | 245 | LB | 45 | 24.5 | 32.75 | 18 Months | NO
641-0018 | E641 230V/1Ph/1750/3.0B Hp/3"Hor-D | E641 230V/1Ph/1750/3.0B Hp/3"Hor-D | https://www.zoellerpumps.com/en-us/products/sewage-pumps/commercial/600-series | EA | 4430 |  | 53514134358 | 245 | LB | 45 | 24.5 | 32.75 | 18 Months | NO
641-0019 | J641 35'Cd/200V/3Ph/1750/3.0Bhp/3"Vert-D | J641 35'Cd/200V/3Ph/1750/3.0Bhp/3"Vert-D | https://www.zoellerpumps.com/en-us/products/sewage-pumps/commercial/600-series | EA | 4050 |  | 53514136444 | 245 | LB | 45 | 24.5 | 32.75 | 18 Months | NO
641-0020 | E641 35'Cd/230V/1Ph/1750/3.0Bhp/4"D | E641 35'Cd/230V/1Ph/1750/3.0Bhp/4"D | https://www.zoellerpumps.com/en-us/products/sewage-pumps/commercial/600-series | EA | 4530 |  | 53514136567 | 245 | LB | 45 | 24.5 | 32.75 | 18 Months | NO
641-0021 | G641 35'Cd/460V/3Ph/1750/3.0Bhp/4"D | G641 35'Cd/460V/3Ph/1750/3.0Bhp/4"D | https://www.zoellerpumps.com/en-us/products/sewage-pumps/commercial/600-series | EA | 4050 |  | 53514137434 | 245 | LB | 45 | 24.5 | 32.75 | 18 Months | NO
641-0022 | J641 50'Cd/200V/3Ph/1750/3.0Bhp/3"Vert-D | J641 50'Cd/200V/3Ph/1750/3.0Bhp/3"Vert-D | https://www.zoellerpumps.com/en-us/products/sewage-pumps/commercial/600-series | EA | 4110 |  | 53514137601 | 245 | LB | 45 | 24.5 | 32.75 | 18 Months | NO
641-0023 | E641 50'Cd/230V/1Ph/1750/3.0Bhp/3"Vert-D | E641 50'Cd/230V/1Ph/1750/3.0Bhp/3"Vert-D | https://www.zoellerpumps.com/en-us/products/sewage-pumps/commercial/600-series | EA | 4590 |  | 53514144647 | 245 | LB | 45 | 24.5 | 32.75 | 18 Months | NO
641-0025 | E641 50'Cd/230V/1Ph/1750/3.0Bhp/4"D | E641 50'Cd/230V/1Ph/1750/3.0Bhp/4"D | https://www.zoellerpumps.com/en-us/products/sewage-pumps/commercial/600-series | EA | 4590 |  | 53514149567 | 245 | LB | 45 | 24.5 | 32.75 | 18 Months | NO
641-0026 | J641 35'Cd/200V/3Ph/1750/3.0Bhp/4"D | J641 35'Cd/200V/3Ph/1750/3.0Bhp/4"D | https://www.zoellerpumps.com/en-us/products/sewage-pumps/commercial/600-series | EA | 4050 |  | 53514152178 | 245 | LB | 45 | 24.5 | 32.75 | 18 Months | NO
641-0027 | EX641 230V/1Ph/1750/3.0 Bhp/3"Vert-D/Ex Pr | EX641 230V/1Ph/1750/3.0 Bhp/3"Vert-D/Ex Pr | https://www.zoellerpumps.com/en-us/products/sewage-pumps/commercial/600-series | EA | 6137 |  | 53514155353 | 295 | LB | 45 | 24.5 | 32.75 | 18 Months | NO
641-0028 | EX641 230V/1Ph/1750/3.0Bhp/3"Hor-D/Ex Pr | EX641 230V/1Ph/1750/3.0Bhp/3"Hor-D/Ex Pr | https://www.zoellerpumps.com/en-us/products/sewage-pumps/commercial/600-series | EA | 6137 |  | 53514157364 | 295 | LB | 45 | 24.5 | 32.75 | 18 Months | NO
641-0029 | EX641 230V/1Ph/1750/3.0Bhp/4"D/Ex Pr | EX641 230V/1Ph/1750/3.0Bhp/4"D/Ex Pr | https://www.zoellerpumps.com/en-us/products/sewage-pumps/commercial/600-series | EA | 6137 |  | 53514157371 | 295 | LB | 45 | 24.5 | 32.75 | 18 Months | NO
641-0030 | JX641 200V/3Ph/1750/3.0Bhp/3"Vert-D/Ex Pr | JX641 200V/3Ph/1750/3.0Bhp/3"Vert-D/Ex Pr | https://www.zoellerpumps.com/en-us/products/sewage-pumps/commercial/600-series | EA | 5657 |  | 53514157388 | 295 | LB | 45 | 24.5 | 32.75 | 18 Months | NO
641-0031 | JX641 200V/3Ph/1750/3.0Bhp/3"Hor-D/Ex Pr | JX641 200V/3Ph/1750/3.0Bhp/3"Hor-D/Ex Pr | https://www.zoellerpumps.com/en-us/products/sewage-pumps/commercial/600-series | EA | 5657 |  | 53514157395 | 295 | LB | 45 | 24.5 | 32.75 | 18 Months | NO
641-0032 | JX641 200V/3Ph/1750/3.0Bhp/4"D/Ex Pr | JX641 200V/3Ph/1750/3.0Bhp/4"D/Ex Pr | https://www.zoellerpumps.com/en-us/products/sewage-pumps/commercial/600-series | EA | 5817 |  | 53514157418 | 295 | LB | 45 | 24.5 | 32.75 | 18 Months | NO
641-0033 | FX641 230V/3Ph/1750/3.0Bhp/3"Vert-D/Ex Pr | FX641 230V/3Ph/1750/3.0Bhp/3"Vert-D/Ex Pr | https://www.zoellerpumps.com/en-us/products/sewage-pumps/commercial/600-series | EA | 5657 |  | 53514157432 | 295 | LB | 45 | 24.5 | 32.75 | 18 Months | NO
641-0034 | FX641 230V/3Ph/1750/3.0Bhp/3"Hor-D/Ex Pr | FX641 230V/3Ph/1750/3.0Bhp/3"Hor-D/Ex Pr | https://www.zoellerpumps.com/en-us/products/sewage-pumps/commercial/600-series | EA | 5657 |  | 53514157456 | 295 | LB | 45 | 24.5 | 32.75 | 18 Months | NO
641-0035 | FX641 230V/3Ph/1750/3.0Bhp/4"D/Ex Pr | FX641 230V/3Ph/1750/3.0Bhp/4"D/Ex Pr | https://www.zoellerpumps.com/en-us/products/sewage-pumps/commercial/600-series | EA | 5657 |  | 53514157463 | 295 | LB | 45 | 24.5 | 32.75 | 18 Months | NO
641-0036 | GX641 460V/3Ph/1750/3.0Bhp/3"Vert-D/Ex Pr | GX641 460V/3Ph/1750/3.0Bhp/3"Vert-D/Ex Pr | https://www.zoellerpumps.com/en-us/products/sewage-pumps/commercial/600-series | EA | 5657 |  | 53514157470 | 295 | LB | 45 | 24.5 | 32.75 | 18 Months | NO
641-0037 | GX641 460V/3Ph/1750/3.0Bhp/3"Hor-D/Ex Pr | GX641 460V/3Ph/1750/3.0Bhp/3"Hor-D/Ex Pr | https://www.zoellerpumps.com/en-us/products/sewage-pumps/commercial/600-series | EA | 5657 |  | 53514157494 | 295 | LB | 45 | 24.5 | 32.75 | 18 Months | NO
641-0038 | GX641 460V/3Ph/1750/3.0Bhp/4"D/Ex Pr | GX641 460V/3Ph/1750/3.0Bhp/4"D/Ex Pr | https://www.zoellerpumps.com/en-us/products/sewage-pumps/commercial/600-series | EA | 5657 |  | 53514157500 | 295 | LB | 45 | 24.5 | 32.75 | 18 Months | NO
641-0042 | F641 50'Cd/230V/3Ph/1750/3.0Bhp/3"Vert-D | F641 50'Cd/230V/3Ph/1750/3.0Bhp/3"Vert-D | https://www.zoellerpumps.com/en-us/products/sewage-pumps/commercial/600-series | EA | 4110 |  | 53514158385 | 245 | LB | 45 | 24.5 | 32.75 | 18 Months | NO
641-0043 | E641 35'Cd/230V/1Ph/1750/3.0Bhp/3"Vert-D | E641 35'Cd/230V/1Ph/1750/3.0Bhp/3"Vert-D | https://www.zoellerpumps.com/en-us/products/sewage-pumps/commercial/600-series | EA | 4530 |  | 53514164201 | 245 | LB | 45 | 24.5 | 32.75 | 18 Months | NO
641-0044 | G641 50'Cd/460V/3Ph/1750/3.0Bhp/4"D | G641 50'Cd/460V/3Ph/1750/3.0Bhp/4"D | https://www.zoellerpumps.com/en-us/products/sewage-pumps/commercial/600-series | EA | 4110 |  | 53514165369 | 245 | LB | 45 | 24.5 | 32.75 | 18 Months | NO
641-0046 | JX641 50'Cd/200V/3P/1750/3.0Bhp/3"Vert-D/Ex Pr | JX641 50'Cd/200V/3P/1750/3.0Bhp/3"Vert-D/Ex Pr | https://www.zoellerpumps.com/en-us/products/sewage-pumps/commercial/600-series | EA | 5817 |  | 53514170233 | 295 | LB | 45 | 24.5 | 32.75 | 18 Months | NO
641-0048 | G641 50'Cd/460V/3Ph/1750/3.0Bhp/3"Hor-D | G641 50'Cd/460V/3Ph/1750/3.0Bhp/3"Hor-D | https://www.zoellerpumps.com/en-us/products/sewage-pumps/commercial/600-series | EA | 4110 |  | 53514180454 | 245 | LB | 45 | 24.5 | 32.75 | 18 Months | NO
641-0049 | GX641 50'Cd/460V/3P/1750/3.0Bhp/3"Vert-D/Ex Pr | GX641 50'Cd/460V/3P/1750/3.0Bhp/3"Vert-D/Ex Pr | https://www.zoellerpumps.com/en-us/products/sewage-pumps/commercial/600-series | EA | 5817 |  | 53514192044 | 295 | LB | 45 | 24.5 | 32.75 | 18 Months | NO
641-0050 | G641 50'Cd/460V/3Ph/1750/3.0Bhp/3"Vert-D | G641 50'Cd/460V/3Ph/1750/3.0Bhp/3"Vert-D | https://www.zoellerpumps.com/en-us/products/sewage-pumps/commercial/600-series | EA | 4110 |  | 53514200329 | 245 | LB | 45 | 24.5 | 32.75 | 18 Months | NO
641-0051 | JX641 50'Cd/200V/3P/1750/3.0Bhp/4"D/Ex Pr | JX641 50'Cd/200V/3P/1750/3.0Bhp/4"D/Ex Pr | https://www.zoellerpumps.com/en-us/products/sewage-pumps/commercial/600-series | EA | 5817 |  | 53514202057 | 295 | LB | 45 | 24.5 | 32.75 | 18 Months | NO
641-0052 | GX641 50'Cd/460V/3P/1750/3.0Bhp/4"D/Ex Pr | GX641 50'Cd/460V/3P/1750/3.0Bhp/4"D/Ex Pr | https://www.zoellerpumps.com/en-us/products/sewage-pumps/commercial/600-series | EA | 5817 |  | 53514202781 | 295 | LB | 45 | 24.5 | 32.75 | 18 Months | NO
641-0053 | J641 50' Cord 200V/3Ph/1750/3.0 Bhp/4"D | J641 50' Cord 200V/3Ph/1750/3.0 Bhp/4"D | https://www.zoellerpumps.com/en-us/products/sewage-pumps/commercial/600-series | EA | 4110 |  | 53514210991 | 245 | LB | 45 | 24.5 | 32.75 | 18 Months | NO
641-0054 | F641 50'CD/230V/3Ph/1750/3.0 Bhp/4"D | F641 50'CD/230V/3Ph/1750/3.0 Bhp/4"D | https://www.zoellerpumps.com/en-us/products/sewage-pumps/commercial/600-series | EA | 4110 |  | 53514211004 | 245 | LB | 45 | 24.5 | 32.75 | 18 Months | NO
641-0055 | F641 35'Cd/230V/3Ph/1750/3.0Bhp/3"Vert-D | F641 35'Cd/230V/3Ph/1750/3.0Bhp/3"Vert-D | https://www.zoellerpumps.com/en-us/products/sewage-pumps/commercial/600-series | EA | 4050 |  | 53514211752 | 245 | LB | 45 | 24.5 | 32.75 | 18 Months | NO
641-0056 | G641 75'Cd/460V/3Ph/1750/3.0Bhp/4"D | G641 75'Cd/460V/3Ph/1750/3.0Bhp/4"D | https://www.zoellerpumps.com/en-us/products/sewage-pumps/commercial/600-series | EA | 4110 |  | 53514211868 | 245 | LB | 45 | 24.5 | 32.75 | 18 Months | NO
641-0057 | JX641 35'Cd/200V/3Ph/1750/3.0Bhp/3"Vert-D/Ex Pr | JX641 35'Cd/200V/3Ph/1750/3.0Bhp/3"Vert-D/Ex Pr | https://www.zoellerpumps.com/en-us/products/sewage-pumps/commercial/600-series | EA | 5757 |  | 53514214111 | 295 | LB | 45 | 24.5 | 32.75 | 18 Months | NO
641-0058 | J641 75'Cd/200V/3Ph/1750/3.0 Bhp/3"Vert-D | J641 75'Cd/200V/3Ph/1750/3.0 Bhp/3"Vert-D | https://www.zoellerpumps.com/en-us/products/sewage-pumps/commercial/600-series | EA | 4200 |  | 53514253851 | 245 | LB | 45 | 24.5 | 32.75 | 18 Months | NO
641-0059 | EX641 50'Cd/230V/1Ph/1750/3.0 Bhp/3"Vert-D/Ex Pr | EX641 50'Cd/230V/1Ph/1750/3.0 Bhp/3"Vert-D/Ex Pr | https://www.zoellerpumps.com/en-us/products/sewage-pumps/commercial/600-series | EA | 6297 |  | 53514278083 | 295 | LB | 45 | 24.5 | 32.75 | 18 Months | NO
641-0060 | J641 75'Cd/200V/3Ph/1750/3.0 Bhp/4"D | J641 75'Cd/200V/3Ph/1750/3.0 Bhp/4"D | https://www.zoellerpumps.com/en-us/products/sewage-pumps/commercial/600-series | EA | 4200 |  | 53514281519 | 245 | LB | 45 | 24.5 | 32.75 | 18 Months | NO
641-0061 | J641 50'Cd/200V/3Ph/1750/3.0Bhp/3"Hor-D | J641 50'Cd/200V/3Ph/1750/3.0Bhp/3"Hor-D | https://www.zoellerpumps.com/en-us/products/sewage-pumps/commercial/600-series | EA | 4110 |  | 53514291358 | 245 | LB | 45 | 24.5 | 32.75 | 18 Months | NO
641-0063 | F641 50'Cd/230V/3Ph/1750/3Bhp/3"Hor-D | F641 50'Cd/230V/3Ph/1750/3Bhp/3"Hor-D | https://www.zoellerpumps.com/en-us/products/sewage-pumps/commercial/600-series | EA | 4110 |  | 53514339388 | 245 | LB | 45 | 24.5 | 32.75 | 18 Months | NO
641-0064 | G641 75'Cd/460V/3Ph/1750/3.0Bhp/3"Vert-D | G641 75'Cd/460V/3Ph/1750/3.0Bhp/3"Vert-D | https://www.zoellerpumps.com/en-us/products/sewage-pumps/commercial/600-series | EA | 4200 |  | 53514341213 | 245 | LB | 45 | 24.5 | 32.75 | 18 Months | NO
641-0065 | G641 75'Cd/460V/3Ph/1750/3.0Bhp/4"D | G641 75'Cd/460V/3Ph/1750/3.0Bhp/4"D | https://www.zoellerpumps.com/en-us/products/sewage-pumps/commercial/600-series | EA | 4200 |  | 53514341657 | 245 | LB | 45 | 24.5 | 32.75 | 18 Months | NO
641-0067 | G641 35'Cd/460V/3Ph/1750/3.0Bhp/3"Hor-D | G641 35'Cd/460V/3Ph/1750/3.0Bhp/3"Hor-D | https://www.zoellerpumps.com/en-us/products/sewage-pumps/commercial/600-series | EA | 4050 |  | 53514361334 | 245 | LB | 45 | 24.5 | 32.75 | 18 Months | NO
641-0068 | J641 75Cd/200V/3Ph/1750/3.0Bhp/3"Hor-D | J641 75Cd/200V/3Ph/1750/3.0Bhp/3"Hor-D | https://www.zoellerpumps.com/en-us/products/sewage-pumps/commercial/600-series | EA | 4200 |  | 53514388393 | 245 | LB | 45 | 24.5 | 32.75 | 18 Months | NO
641-0070 | J641 35'Cd/200V/3Ph/1750/3.0Bhp/3"Hor-D | J641 35'Cd/200V/3Ph/1750/3.0Bhp/3"Hor-D | https://www.zoellerpumps.com/en-us/products/sewage-pumps/commercial/600-series | EA | 4050 |  | 53514470913 | 245 | LB | 45 | 24.5 | 32.75 | 18 Months | NO
651-0004 | E651 230V/1Ph/1750/5.0 Bhp/3"Vert-D | E651 230V/1Ph/1750/5.0 Bhp/3"Vert-D | https://www.zoellerpumps.com/en-us/products/sewage-pumps/commercial/600-series | EA | 4884 |  | 53514116705 | 245 | LB | 45 | 24.5 | 32.75 | 18 Months | NO
651-0005 | E651 230V/1Ph/1750/5.0 Bhp/4"D | E651 230V/1Ph/1750/5.0 Bhp/4"D | https://www.zoellerpumps.com/en-us/products/sewage-pumps/commercial/600-series | EA | 4884 |  | 53514116712 | 245 | LB | 45 | 24.5 | 32.75 | 18 Months | NO
651-0006 | J651 200V/3Ph/1750/5.0 Bhp/3"Vert-D | J651 200V/3Ph/1750/5.0 Bhp/3"Vert-D | https://www.zoellerpumps.com/en-us/products/sewage-pumps/commercial/600-series | EA | 4404 |  | 53514116729 | 245 | LB | 45 | 24.5 | 32.75 | 18 Months | NO
651-0007 | J651 200V/3Ph/1750/5.0 Bhp/4"D | J651 200V/3Ph/1750/5.0 Bhp/4"D | https://www.zoellerpumps.com/en-us/products/sewage-pumps/commercial/600-series | EA | 4404 |  | 53514116736 | 245 | LB | 45 | 24.5 | 32.75 | 18 Months | NO
651-0008 | F651 230V/3Ph/1750/5.0 Bhp/3"Vert-D | F651 230V/3Ph/1750/5.0 Bhp/3"Vert-D | https://www.zoellerpumps.com/en-us/products/sewage-pumps/commercial/600-series | EA | 4404 |  | 53514116743 | 245 | LB | 45 | 24.5 | 32.75 | 18 Months | NO
651-0009 | F651 230V/3Ph/1750/5.0 Bhp/4"D | F651 230V/3Ph/1750/5.0 Bhp/4"D | https://www.zoellerpumps.com/en-us/products/sewage-pumps/commercial/600-series | EA | 4404 |  | 53514116750 | 245 | LB | 45 | 24.5 | 32.75 | 18 Months | NO
651-0010 | G651 460V/3Ph/1750/5.0 Bhp/3"Vert-D | G651 460V/3Ph/1750/5.0 Bhp/3"Vert-D | https://www.zoellerpumps.com/en-us/products/sewage-pumps/commercial/600-series | EA | 4404 |  | 53514116767 | 245 | LB | 45 | 24.5 | 32.75 | 18 Months | NO
651-0011 | G651 460V/3Ph/1750/5.0 Bhp/4"D | G651 460V/3Ph/1750/5.0 Bhp/4"D | https://www.zoellerpumps.com/en-us/products/sewage-pumps/commercial/600-series | EA | 4404 |  | 53514116774 | 245 | LB | 45 | 24.5 | 32.75 | 18 Months | NO
651-0014 | J651 50'Cd/200V/3Ph/1750/5.0Bhp/3"Vert-D | J651 50'Cd/200V/3Ph/1750/5.0Bhp/3"Vert-D | https://www.zoellerpumps.com/en-us/products/sewage-pumps/commercial/600-series | EA | 4564 |  | 53514119867 | 245 | LB | 45 | 24.5 | 32.75 | 18 Months | NO
651-0015 | F651 75'Cd/230V/3Ph/1750/5.0Bhp/4"D | F651 75'Cd/230V/3Ph/1750/5.0Bhp/4"D | https://www.zoellerpumps.com/en-us/products/sewage-pumps/commercial/600-series | EA | 4654 |  | 53514121815 | 245 | LB | 45 | 24.5 | 32.75 | 18 Months | NO
651-0016 | G651 460V/3P/1750/5.0Bhp/3"Hor-D | G651 460V/3P/1750/5.0Bhp/3"Hor-D | https://www.zoellerpumps.com/en-us/products/sewage-pumps/commercial/600-series | EA | 4404 |  | 53514127169 | 245 | LB | 45 | 24.5 | 32.75 | 18 Months | NO
651-0018 | E651 50'Cd/230V/1Ph/1750/5.0Bhp/3"Hor-D | E651 50'Cd/230V/1Ph/1750/5.0Bhp/3"Hor-D | https://www.zoellerpumps.com/en-us/products/sewage-pumps/commercial/600-series | EA | 5044 |  | 53514133382 | 250 | LB | 45 | 24.5 | 32.75 | 18 Months | NO
651-0019 | E651 50'Cd/230V/1Ph/1750/5.0Bhp/4"D | E651 50'Cd/230V/1Ph/1750/5.0Bhp/4"D | https://www.zoellerpumps.com/en-us/products/sewage-pumps/commercial/600-series | EA | 5044 |  | 53514140113 | 245 | LB | 45 | 24.5 | 32.75 | 18 Months | NO
651-0020 | E651 50'Cd/230V/1Ph/1750/5.0Bhp/3"Vert-D | E651 50'Cd/230V/1Ph/1750/5.0Bhp/3"Vert-D | https://www.zoellerpumps.com/en-us/products/sewage-pumps/commercial/600-series | EA | 5044 |  | 53514146696 | 245 | LB | 45 | 24.5 | 32.75 | 18 Months | NO
651-0021 | J651 200V/3Ph/1750/5.0 Bhp/3"Hor-D | J651 200V/3Ph/1750/5.0 Bhp/3"Hor-D | https://www.zoellerpumps.com/en-us/products/sewage-pumps/commercial/600-series | EA | 4404 |  | 53514150716 | 245 | LB | 45 | 24.5 | 32.75 | 18 Months | NO
651-0022 | EX651 230V/1Ph/1750/5.0 Bhp/3"Vert-D/Ex Pr | EX651 230V/1Ph/1750/5.0 Bhp/3"Vert-D/Ex Pr | https://www.zoellerpumps.com/en-us/products/sewage-pumps/commercial/600-series | EA | 6701 |  | 53514155360 | 295 | LB | 45 | 24.5 | 32.75 | 18 Months | NO
651-0023 | EX651 230V/1Ph/1750/5.0Bhp/3"Hor-D/Ex Pr | EX651 230V/1Ph/1750/5.0Bhp/3"Hor-D/Ex Pr | https://www.zoellerpumps.com/en-us/products/sewage-pumps/commercial/600-series | EA | 6701 |  | 53514157555 | 295 | LB | 45 | 24.5 | 32.75 | 18 Months | NO
651-0024 | EX651 230V/1Ph/1750/5.0Bhp/4"D/Ex Pr | EX651 230V/1Ph/1750/5.0Bhp/4"D/Ex Pr | https://www.zoellerpumps.com/en-us/products/sewage-pumps/commercial/600-series | EA | 6701 |  | 53514157562 | 295 | LB | 45 | 24.5 | 32.75 | 18 Months | NO
651-0025 | JX651 200V/3Ph/1750/5.0Bhp/3"Vert-D/Ex Pr | JX651 200V/3Ph/1750/5.0Bhp/3"Vert-D/Ex Pr | https://www.zoellerpumps.com/en-us/products/sewage-pumps/commercial/600-series | EA | 6221 |  | 53514157586 | 295 | LB | 45 | 24.5 | 32.75 | 18 Months | NO
651-0026 | JX651 200V/3Ph/1750/5.0Bhp/3"Hor-D/Ex Pr | JX651 200V/3Ph/1750/5.0Bhp/3"Hor-D/Ex Pr | https://www.zoellerpumps.com/en-us/products/sewage-pumps/commercial/600-series | EA | 6221 |  | 53514157609 | 295 | LB | 45 | 24.5 | 32.75 | 18 Months | NO
651-0027 | JX651 200V/3Ph/1750/5.0Bhp/4"D/Ex Pr | JX651 200V/3Ph/1750/5.0Bhp/4"D/Ex Pr | https://www.zoellerpumps.com/en-us/products/sewage-pumps/commercial/600-series | EA | 6221 |  | 53514157623 | 295 | LB | 45 | 24.5 | 32.75 | 18 Months | NO
651-0028 | FX651 230V/3Ph/1750/5.0Bhp/3"Vert-D/Ex Pr | FX651 230V/3Ph/1750/5.0Bhp/3"Vert-D/Ex Pr | https://www.zoellerpumps.com/en-us/products/sewage-pumps/commercial/600-series | EA | 6221 |  | 53514157630 | 295 | LB | 45 | 24.5 | 32.75 | 18 Months | NO
651-0029 | FX651 230V/3Ph/1750/5.0Bhp/3"Hor-D/Ex Pr | FX651 230V/3Ph/1750/5.0Bhp/3"Hor-D/Ex Pr | https://www.zoellerpumps.com/en-us/products/sewage-pumps/commercial/600-series | EA | 6221 |  | 53514157647 | 295 | LB | 45 | 24.5 | 32.75 | 18 Months | NO
651-0030 | FX651 230V/3Ph/1750/5.0Bhp/4"D/Ex Pr | FX651 230V/3Ph/1750/5.0Bhp/4"D/Ex Pr | https://www.zoellerpumps.com/en-us/products/sewage-pumps/commercial/600-series | EA | 6221 |  | 53514157654 | 295 | LB | 45 | 24.5 | 32.75 | 18 Months | NO
651-0031 | GX651 460V/3Ph/1750/5.0Bhp/3"Vert-D/Ex Pr | GX651 460V/3Ph/1750/5.0Bhp/3"Vert-D/Ex Pr | https://www.zoellerpumps.com/en-us/products/sewage-pumps/commercial/600-series | EA | 6221 |  | 53514157661 | 295 | LB | 45 | 24.5 | 32.75 | 18 Months | NO
651-0032 | GX651 460V/3Ph/1750/5.0Bhp/3"Hor-D/Ex Pr | GX651 460V/3Ph/1750/5.0Bhp/3"Hor-D/Ex Pr | https://www.zoellerpumps.com/en-us/products/sewage-pumps/commercial/600-series | EA | 6221 |  | 53514157678 | 295 | LB | 45 | 24.5 | 32.75 | 18 Months | NO
651-0033 | GX651 460V/3Ph/1750/5.0Bhp/4"D/Ex Pr | GX651 460V/3Ph/1750/5.0Bhp/4"D/Ex Pr | https://www.zoellerpumps.com/en-us/products/sewage-pumps/commercial/600-series | EA | 6221 |  | 53514157692 | 295 | LB | 45 | 24.5 | 32.75 | 18 Months | NO
651-0037 | J651 35'Cd/200V/3Ph/1750/5.0Bhp/3"Vert-D | J651 35'Cd/200V/3Ph/1750/5.0Bhp/3"Vert-D | https://www.zoellerpumps.com/en-us/products/sewage-pumps/commercial/600-series | EA | 4504 |  | 53514153427 | 248 | LB | 45 | 24.5 | 32.75 | 18 Months | NO
651-0038 | F651 35'Cd/230V/3Ph/1750/5.0Bhp/3"Vert-D | F651 35'Cd/230V/3Ph/1750/5.0Bhp/3"Vert-D | https://www.zoellerpumps.com/en-us/products/sewage-pumps/commercial/600-series | EA | 4504 |  | 53514154226 | 245 | LB | 45 | 24.5 | 32.75 | 18 Months | NO
651-0039 | E651 35'Cd/230V/1Ph/1750/5.0Bhp/4"D | E651 35'Cd/230V/1Ph/1750/5.0Bhp/4"D | https://www.zoellerpumps.com/en-us/products/sewage-pumps/commercial/600-series | EA | 4984 |  | 53514159306 | 245 | LB | 45 | 24.5 | 32.75 | 18 Months | NO
651-0040 | F651 50'Cd/230V/3Ph/1750/5.0Bhp/4"D | F651 50'Cd/230V/3Ph/1750/5.0Bhp/4"D | https://www.zoellerpumps.com/en-us/products/sewage-pumps/commercial/600-series | EA | 4564 |  | 53514159405 | 245 | LB | 45 | 24.5 | 32.75 | 18 Months | NO
651-0041 | E651 230V/1Ph/1750/5.0 Bhp/3"Hor-D | E651 230V/1Ph/1750/5.0 Bhp/3"Hor-D | https://www.zoellerpumps.com/en-us/products/sewage-pumps/commercial/600-series | EA | 4884 |  | 53514170165 | 245 | LB | 45 | 24.5 | 32.75 | 18 Months | NO
651-0042 | J651 50'Cd/200V/3Ph/1750/5.0Bhp/4"D | J651 50'Cd/200V/3Ph/1750/5.0Bhp/4"D | https://www.zoellerpumps.com/en-us/products/sewage-pumps/commercial/600-series | EA | 4564 |  | 53514171599 | 245 | LB | 45 | 24.5 | 32.75 | 18 Months | NO
651-0043 | G651 50'Cd/460V/3Ph/1750/5.0Bhp/3"Vert-D | G651 50'Cd/460V/3Ph/1750/5.0Bhp/3"Vert-D | https://www.zoellerpumps.com/en-us/products/sewage-pumps/commercial/600-series | EA | 4564 |  | 53514173791 | 245 | LB | 45 | 24.5 | 32.75 | 18 Months | NO
651-0044 | G651 50'Cd/460V/3Ph/1750/5.0Bhp/4"D | G651 50'Cd/460V/3Ph/1750/5.0Bhp/4"D | https://www.zoellerpumps.com/en-us/products/sewage-pumps/commercial/600-series | EA | 4564 |  | 53514174422 | 245 | LB | 45 | 24.5 | 32.75 | 18 Months | NO
651-0045 | F651 230V/3Ph/1750/5.0 Bhp/3"Hor-D | F651 230V/3Ph/1750/5.0 Bhp/3"Hor-D | https://www.zoellerpumps.com/en-us/products/sewage-pumps/commercial/600-series | EA | 4404 |  | 53514174484 | 245 | LB | 45 | 24.5 | 32.75 | 18 Months | NO
651-0046 | G651 35'Cd/460V/3Ph/1750/5.0 Bhp/4"D | G651 35'Cd/460V/3Ph/1750/5.0 Bhp/4"D | https://www.zoellerpumps.com/en-us/products/sewage-pumps/commercial/600-series | EA | 4504 |  | 53514176389 | 245 | LB | 45 | 24.5 | 32.75 | 18 Months | NO
651-0047 | G651 35'Cd/460V/3Ph/1750/5.0Bhp/3"Vert-D | G651 35'Cd/460V/3Ph/1750/5.0Bhp/3"Vert-D | https://www.zoellerpumps.com/en-us/products/sewage-pumps/commercial/600-series | EA | 4504 |  | 53514179038 | 245 | LB | 45 | 24.5 | 32.75 | 18 Months | NO
651-0048 | E651 35'Cd/230V/1Ph/1750/5.0Bhp/3"Vert-D | E651 35'Cd/230V/1Ph/1750/5.0Bhp/3"Vert-D | https://www.zoellerpumps.com/en-us/products/sewage-pumps/commercial/600-series | EA | 4984 |  | 53514182212 | 245 | LB | 45 | 24.5 | 32.75 | 18 Months | NO
651-0050 | J651 35'Cd/200V/3Ph/1750/5.0Bhp/4"D | J651 35'Cd/200V/3Ph/1750/5.0Bhp/4"D | https://www.zoellerpumps.com/en-us/products/sewage-pumps/commercial/600-series | EA | 4504 |  | 53514196769 | 245 | LB | 45 | 24.5 | 32.75 | 18 Months | NO
651-0051 | J651 35'Cd/200V/3Ph/1750/5.0Bhp/3"Hor-D | J651 35'Cd/200V/3Ph/1750/5.0Bhp/3"Hor-D | https://www.zoellerpumps.com/en-us/products/sewage-pumps/commercial/600-series | EA | 4504 |  | 53514197131 | 245 | LB | 45 | 24.5 | 32.75 | 18 Months | NO
651-0052 | G651 35'Cd/460V/3Ph/1750/5.0Bhp/3"Hor-D | G651 35'Cd/460V/3Ph/1750/5.0Bhp/3"Hor-D | https://www.zoellerpumps.com/en-us/products/sewage-pumps/commercial/600-series | EA | 4504 |  | 53514197728 | 245 | LB | 45 | 24.5 | 32.75 | 18 Months | NO
651-0054 | F651 35'Cd/230V/3P/1750/5.0Bhp/3"Hor-D | F651 35'Cd/230V/3P/1750/5.0Bhp/3"Hor-D | https://www.zoellerpumps.com/en-us/products/sewage-pumps/commercial/600-series | EA | 4504 |  | 53514206581 | 245 | LB | 45 | 24.5 | 32.75 | 18 Months | NO
651-0055 | E651 35'Cd/230V/1Ph/1750/5.0Bhp/3"Hor-D | E651 35'Cd/230V/1Ph/1750/5.0Bhp/3"Hor-D | https://www.zoellerpumps.com/en-us/products/sewage-pumps/commercial/600-series | EA | 4984 |  | 53514206567 | 245 | LB | 45 | 24.5 | 32.75 | 18 Months | NO
651-0057 | J651 75'Cd/200V/3Ph/1750/5.0Bhp/4"D | J651 75'Cd/200V/3Ph/1750/5.0Bhp/4"D | https://www.zoellerpumps.com/en-us/products/sewage-pumps/commercial/600-series | EA | 4654 |  | 53514266066 | 245 | LB | 45 | 24.5 | 32.75 | 18 Months | NO
651-0058 | F651 50'Cd/230V/3Ph/1750/5.0 Bhp/3"Vert-D | F651 50'Cd/230V/3Ph/1750/5.0 Bhp/3"Vert-D | https://www.zoellerpumps.com/en-us/products/sewage-pumps/commercial/600-series | EA | 4564 |  | 53514282417 | 245 | LB | 45 | 24.5 | 32.75 | 18 Months | NO
651-0059 | G651 75'Cd/460V/3Ph/1750/5.0Bhp/3"Vert-D | G651 75'Cd/460V/3Ph/1750/5.0Bhp/3"Vert-D | https://www.zoellerpumps.com/en-us/products/sewage-pumps/commercial/600-series | EA | 4654 |  | 53514283834 | 245 | LB | 45 | 24.5 | 32.75 | 18 Months | NO
651-0061 | J651 50'Cd/200V/3Ph/1750/5.0Bhp/3"Hor-D | J651 50'Cd/200V/3Ph/1750/5.0Bhp/3"Hor-D | https://www.zoellerpumps.com/en-us/products/sewage-pumps/commercial/600-series | EA | 4564 |  | 53514351984 | 245 | LB | 45 | 24.5 | 32.75 | 18 Months | NO
651-0062 | JX651 50'Cd/200V/3Ph/1750/5.0Bhp/4"D/Ex Pr | JX651 50'Cd/200V/3Ph/1750/5.0Bhp/4"D/Ex Pr | https://www.zoellerpumps.com/en-us/products/sewage-pumps/commercial/600-series | EA | 6381 |  | 53514357948 | 295 | LB | 45 | 24.5 | 32.75 | 18 Months | NO
651-0063 | J651 50'Cd/200V/3Ph/1750/5.0Bhp/3"Vert-D | J651 50'Cd/200V/3Ph/1750/5.0Bhp/3"Vert-D | https://www.zoellerpumps.com/en-us/products/sewage-pumps/commercial/600-series | EA | 4564 |  | 53514362591 | 248 | LB | 45 | 24.5 | 32.75 | 18 Months | NO
651-0064 | JX651 50'Cd/200V/3Ph/1750/5.0Bhp/3"Vert-D/Ex Pr | JX651 50'Cd/200V/3Ph/1750/5.0Bhp/3"Vert-D/Ex Pr | https://www.zoellerpumps.com/en-us/products/sewage-pumps/commercial/600-series | EA | 6381 |  | 53514397746 | 295 | LB | 45 | 24.5 | 32.75 | 18 Months | NO
651-0069 | GX651 50'Cd/460V/3Ph/1750/5.0Bhp/3" Vert-D/Ex Pr | GX651 50'Cd/460V/3Ph/1750/5.0Bhp/3" Vert-D/Ex Pr | https://www.zoellerpumps.com/en-us/products/sewage-pumps/commercial/600-series | EA | 6381 |  | 53514456009 | 295 | LB | 45 | 24.5 | 32.75 | 18 Months | NO
651-0072 | E651 75'Cd/230V/1Ph/1750/5.0Bhp/4"D | E651 75'Cd/230V/1Ph/1750/5.0Bhp/4"D | https://www.zoellerpumps.com/en-us/products/sewage-pumps/commercial/600-series | EA | 5134 |  | 53514473488 | 25 | LB | 45 | 24.5 | 32.75 | 18 Months | NO
651-0073 | GX651 35'Cd/460V/3Ph/1750/5.0Bhp/4"D/Ex Pr | GX651 35'Cd/460V/3Ph/1750/5.0Bhp/4"D/Ex Pr | https://www.zoellerpumps.com/en-us/products/sewage-pumps/commercial/600-series | EA | 6321 |  | 53514473778 | 295 | LB | 45 | 24.5 | 32.75 | 18 Months | NO
661-0006 | J661 200V/3Ph/1750/7.5 Bhp/3"Vert-D | J661 200V/3Ph/1750/7.5 Bhp/3"Vert-D | https://www.zoellerpumps.com/en-us/products/sewage-pumps/commercial/600-series | EA | 4900 |  | 53514116842 | 245 | LB | 45 | 24.5 | 32.75 | 18 Months | NO
661-0007 | J661 200V/3Ph/1750/7.5 Bhp/4"D | J661 200V/3Ph/1750/7.5 Bhp/4"D | https://www.zoellerpumps.com/en-us/products/sewage-pumps/commercial/600-series | EA | 4900 |  | 53514116859 | 245 | LB | 45 | 24.5 | 32.75 | 18 Months | NO
661-0008 | F661 230V/3Ph/1750/7.5 Bhp/3"Vert-D | F661 230V/3Ph/1750/7.5 Bhp/3"Vert-D | https://www.zoellerpumps.com/en-us/products/sewage-pumps/commercial/600-series | EA | 4900 |  | 53514116866 | 245 | LB | 45 | 24.5 | 32.75 | 18 Months | NO
661-0009 | F661 230V/3Ph/1750/7.5 Bhp/4"D | F661 230V/3Ph/1750/7.5 Bhp/4"D | https://www.zoellerpumps.com/en-us/products/sewage-pumps/commercial/600-series | EA | 4900 |  | 53514116873 | 245 | LB | 45 | 24.5 | 32.75 | 18 Months | NO
661-0010 | G661 460V/3Ph/1750/7.5 Bhp/3"Vert-D | G661 460V/3Ph/1750/7.5 Bhp/3"Vert-D | https://www.zoellerpumps.com/en-us/products/sewage-pumps/commercial/600-series | EA | 4900 |  | 53514116880 | 245 | LB | 45 | 24.5 | 32.75 | 18 Months | NO
661-0011 | G661 460V/3Ph/1750/7.5 Bhp/4"D | G661 460V/3Ph/1750/7.5 Bhp/4"D | https://www.zoellerpumps.com/en-us/products/sewage-pumps/commercial/600-series | EA | 4900 |  | 53514116897 | 245 | LB | 45 | 24.5 | 32.75 | 18 Months | NO
661-0014 | G661 75'Cd/460V/3Ph/1750/7.5Bhp/4"D | G661 75'Cd/460V/3Ph/1750/7.5Bhp/4"D | https://www.zoellerpumps.com/en-us/products/sewage-pumps/commercial/600-series | EA | 5150 |  | 53514131333 | 245 | LB | 45 | 24.5 | 32.75 | 18 Months | NO
661-0015 | F661 75'Cd/230V/3Ph/1750/7.5Bhp/4"D | F661 75'Cd/230V/3Ph/1750/7.5Bhp/4"D | https://www.zoellerpumps.com/en-us/products/sewage-pumps/commercial/600-series | EA | 5150 |  | 53514131982 | 245 | LB | 45 | 24.5 | 32.75 | 18 Months | NO
661-0016 | F661 35'Cd/230V/3Ph/1750/7.5Bhp/4"D | F661 35'Cd/230V/3Ph/1750/7.5Bhp/4"D | https://www.zoellerpumps.com/en-us/products/sewage-pumps/commercial/600-series | EA | 5000 |  | 53514135300 | 245 | LB | 45 | 24.5 | 32.75 | 18 Months | NO
661-0017 | J661 75'Cd/200V/3Ph/1750/7.5Bhp/4"D | J661 75'Cd/200V/3Ph/1750/7.5Bhp/4"D | https://www.zoellerpumps.com/en-us/products/sewage-pumps/commercial/600-series | EA | 5150 |  | 53514136543 | 245 | LB | 45 | 24.5 | 32.75 | 18 Months | NO
661-0018 | F661 50'Cd/230V/3Ph/1750/7.5Bhp/3"Vert-D | F661 50'Cd/230V/3Ph/1750/7.5Bhp/3"Vert-D | https://www.zoellerpumps.com/en-us/products/sewage-pumps/commercial/600-series | EA | 5060 |  | 53514148799 | 245 | LB | 45 | 24.5 | 32.75 | 18 Months | NO
661-0019 | G661 35'Cd/460V/3Ph/1750/7.5Bhp/4"D | G661 35'Cd/460V/3Ph/1750/7.5Bhp/4"D | https://www.zoellerpumps.com/en-us/products/sewage-pumps/commercial/600-series | EA | 5000 |  | 53514148980 | 245 | LB | 45 | 24.5 | 32.75 | 18 Months | NO
661-0020 | F661 50'Cd/230V/3Ph/1750/7.5Bhp/4"D | F661 50'Cd/230V/3Ph/1750/7.5Bhp/4"D | https://www.zoellerpumps.com/en-us/products/sewage-pumps/commercial/600-series | EA | 5060 |  | 53514150839 | 241 | LB | 45 | 24.5 | 32.75 | 18 Months | NO
661-0021 | JX661 200V/3Ph/1750/7.5 Bhp/3"Vert-D/Ex Pr | JX661 200V/3Ph/1750/7.5 Bhp/3"Vert-D/Ex Pr | https://www.zoellerpumps.com/en-us/products/sewage-pumps/commercial/600-series | EA | 6796 |  | 53514155377 | 295 | LB | 45 | 24.5 | 32.75 | 18 Months | NO
661-0022 | JX661 200V/3Ph/1750/7.5Bhp/3"Hor-D/Ex Pr | JX661 200V/3Ph/1750/7.5Bhp/3"Hor-D/Ex Pr | https://www.zoellerpumps.com/en-us/products/sewage-pumps/commercial/600-series | EA | 6796 |  | 53514157807 | 295 | LB | 45 | 24.5 | 32.75 | 18 Months | NO
661-0023 | JX661 200V/3Ph/1750/7.5Bhp/4"D/Ex Pr | JX661 200V/3Ph/1750/7.5Bhp/4"D/Ex Pr | https://www.zoellerpumps.com/en-us/products/sewage-pumps/commercial/600-series | EA | 6796 |  | 53514157821 | 295 | LB | 45 | 24.5 | 32.75 | 18 Months | NO
661-0024 | FX661 230V/3Ph/1750/7.5Bhp/3"Vert-D/Ex Pr | FX661 230V/3Ph/1750/7.5Bhp/3"Vert-D/Ex Pr | https://www.zoellerpumps.com/en-us/products/sewage-pumps/commercial/600-series | EA | 6796 |  | 53514157838 | 295 | LB | 45 | 24.5 | 32.75 | 18 Months | NO
661-0025 | FX661 230V/3Ph/1750/7.5Bhp/3"Hor-D/Ex Pr | FX661 230V/3Ph/1750/7.5Bhp/3"Hor-D/Ex Pr | https://www.zoellerpumps.com/en-us/products/sewage-pumps/commercial/600-series | EA | 6796 |  | 53514157845 | 295 | LB | 45 | 24.5 | 32.75 | 18 Months | NO
661-0026 | FX661 230V/3Ph/1750/7.5Bhp/4"D/Ex Pr | FX661 230V/3Ph/1750/7.5Bhp/4"D/Ex Pr | https://www.zoellerpumps.com/en-us/products/sewage-pumps/commercial/600-series | EA | 6796 |  | 53514157852 | 295 | LB | 45 | 24.5 | 32.75 | 18 Months | NO
661-0027 | GX661 460V/3Ph/1750/7.5Bhp/3"Vert-D/Ex Pr | GX661 460V/3Ph/1750/7.5Bhp/3"Vert-D/Ex Pr | https://www.zoellerpumps.com/en-us/products/sewage-pumps/commercial/600-series | EA | 6796 |  | 53514157869 | 295 | LB | 45 | 24.5 | 32.75 | 18 Months | NO
661-0028 | GX661 460V/3Ph/1750/7.5Bhp/3"Hor-D/Ex Pr | GX661 460V/3Ph/1750/7.5Bhp/3"Hor-D/Ex Pr | https://www.zoellerpumps.com/en-us/products/sewage-pumps/commercial/600-series | EA | 6796 |  | 53514157876 | 295 | LB | 45 | 24.5 | 32.75 | 18 Months | NO
661-0029 | GX661 460V/3Ph/1750/7.5Bhp/4"D/Ex Pr | GX661 460V/3Ph/1750/7.5Bhp/4"D/Ex Pr | https://www.zoellerpumps.com/en-us/products/sewage-pumps/commercial/600-series | EA | 6796 |  | 53514157890 | 295 | LB | 45 | 24.5 | 32.75 | 18 Months | NO
661-0033 | J661 50'Cd/200V/3Ph/1750/7.5Bhp/3"Hor-D | J661 50'Cd/200V/3Ph/1750/7.5Bhp/3"Hor-D | https://www.zoellerpumps.com/en-us/products/sewage-pumps/commercial/600-series | EA | 5060 |  | 53514155131 | 245 | LB | 45 | 24.5 | 32.75 | 18 Months | NO
661-0034 | G661 50'Cd/460V/3Ph/1750/7.5Bhp/3"Vert-D | G661 50'Cd/460V/3Ph/1750/7.5Bhp/3"Vert-D | https://www.zoellerpumps.com/en-us/products/sewage-pumps/commercial/600-series | EA | 5060 |  | 53514159177 | 245 | LB | 45 | 24.5 | 32.75 | 18 Months | NO
661-0035 | J661 200V/3Ph/1750/7.5 Bhp/3"Hor-D | J661 200V/3Ph/1750/7.5 Bhp/3"Hor-D | https://www.zoellerpumps.com/en-us/products/sewage-pumps/commercial/600-series | EA | 4900 |  | 53514172992 | 245 | LB | 45 | 24.5 | 32.75 | 18 Months | NO
661-0037 | G661 460V/3Ph/1750/7.5 Bhp/3"Hor-D | G661 460V/3Ph/1750/7.5 Bhp/3"Hor-D | https://www.zoellerpumps.com/en-us/products/sewage-pumps/commercial/600-series | EA | 4900 |  | 53514175122 | 245 | LB | 45 | 24.5 | 32.75 | 18 Months | NO
661-0038 | J661 50'Cd/200V/3Ph/1750/7.5Bhp/4"D | J661 50'Cd/200V/3Ph/1750/7.5Bhp/4"D | https://www.zoellerpumps.com/en-us/products/sewage-pumps/commercial/600-series | EA | 5060 |  | 53514181536 | 245 | LB | 45 | 24.5 | 32.75 | 18 Months | NO
661-0039 | J661 50'Cd/200V/3Ph/1750/7.5Bhp/3"Vert-D | J661 50'Cd/200V/3Ph/1750/7.5Bhp/3"Vert-D | https://www.zoellerpumps.com/en-us/products/sewage-pumps/commercial/600-series | EA | 5060 |  | 53514183110 | 245 | LB | 45 | 24.5 | 32.75 | 18 Months | NO
661-0040 | F661 230V/3Ph/1750/7.5 Bhp/3"Hor-D | F661 230V/3Ph/1750/7.5 Bhp/3"Hor-D | https://www.zoellerpumps.com/en-us/products/sewage-pumps/commercial/600-series | EA | 4900 |  | 53514195144 | 245 | LB | 45 | 24.5 | 32.75 | 18 Months | NO
661-0041 | JX661 50'Cd/200V/3P/1750/7.5Bhp/4"D/Ex Pr | JX661 50'Cd/200V/3P/1750/7.5Bhp/4"D/Ex Pr | https://www.zoellerpumps.com/en-us/products/sewage-pumps/commercial/600-series | EA | 6956 |  | 53514203467 | 295 | LB | 45 | 24.5 | 32.75 | 18 Months | NO
661-0042 | G661 50'Cd/460V/3Ph/1750/7.5Bhp/3"Hor-D | G661 50'Cd/460V/3Ph/1750/7.5Bhp/3"Hor-D | https://www.zoellerpumps.com/en-us/products/sewage-pumps/commercial/600-series | EA | 5060 |  | 53514207472 | 245 | LB | 45 | 24.5 | 32.75 | 18 Months | NO
661-0043 | G661 35'Cd/460V/3Ph/1750/7.5Bhp/3"Vert-D | G661 35'Cd/460V/3Ph/1750/7.5Bhp/3"Vert-D | https://www.zoellerpumps.com/en-us/products/sewage-pumps/commercial/600-series | EA | 5000 |  | 53514219666 | 245 | LB | 45 | 24.5 | 32.75 | 18 Months | NO
661-0044 | G661 50'Cd/460V/3Ph/1750/7.5 Bhp/4"D | G661 50'Cd/460V/3Ph/1750/7.5 Bhp/4"D | https://www.zoellerpumps.com/en-us/products/sewage-pumps/commercial/600-series | EA | 5060 |  | 53514230739 | 245 | LB | 45 | 24.5 | 32.75 | 18 Months | NO
661-0047 | J661 35'Cd/200V/3Ph/1750/7.5 Bhp/3"Vert-D | J661 35'Cd/200V/3Ph/1750/7.5 Bhp/3"Vert-D | https://www.zoellerpumps.com/en-us/products/sewage-pumps/commercial/600-series | EA | 5000 |  | 53514282073 | 245 | LB | 45 | 24.5 | 32.75 | 18 Months | NO
661-0048 | J661 35'Cd/200V/3Ph/1750/7.5Bhp/4"D | J661 35'Cd/200V/3Ph/1750/7.5Bhp/4"D | https://www.zoellerpumps.com/en-us/products/sewage-pumps/commercial/600-series | EA | 5000 |  | 53514288198 | 245 | LB | 45 | 24.5 | 32.75 | 18 Months | NO
661-0049 | F661 75'Cd/230V/3Ph/1750/7.5 Bhp/3"Vert-D | F661 75'Cd/230V/3Ph/1750/7.5 Bhp/3"Vert-D | https://www.zoellerpumps.com/en-us/products/sewage-pumps/commercial/600-series | EA | 5150 |  | 53514317027 | 245 | LB | 45 | 24.5 | 32.75 | 18 Months | NO
661-0050 | J661 75'Cd/200V/3Ph/1750/7.5Bhp/3"Vert-D | J661 75'Cd/200V/3Ph/1750/7.5Bhp/3"Vert-D | https://www.zoellerpumps.com/en-us/products/sewage-pumps/commercial/600-series | EA | 5150 |  | 53514344979 | 245 | LB | 45 | 24.5 | 32.75 | 18 Months | NO
661-0051 | J661 35'Cd/200V/3Ph/1750/7.5Bhp/3"Hor-D | J661 35'Cd/200V/3Ph/1750/7.5Bhp/3"Hor-D | https://www.zoellerpumps.com/en-us/products/sewage-pumps/commercial/600-series | EA | 5000 |  | 53514351359 | 245 | LB | 45 | 24.5 | 32.75 | 18 Months | NO
661-0056 | JX661 50'Cd/200V/3Ph/1750/7.5 Bhp/3"Vert-D/Ex Pr | JX661 50'Cd/200V/3Ph/1750/7.5 Bhp/3"Vert-D/Ex Pr | https://www.zoellerpumps.com/en-us/products/sewage-pumps/commercial/600-series | EA | 6956 |  | 53514458157 | 295 | LB | 45 | 24.5 | 32.75 | 18 Months | NO
661-0058 | GX661 50'Cd/460V/3Ph/1750/7.5Bhp/4"D/Ex Pr | GX661 50'Cd/460V/3Ph/1750/7.5Bhp/4"D/Ex Pr | https://www.zoellerpumps.com/en-us/products/sewage-pumps/commercial/600-series | EA | 6956 |  | 53514472771 | 295 | LB | 45 | 24.5 | 32.75 | 18 Months | NO
72-0001 | M72 115V/1Ph/cCSAus | M72 115V/1Ph/cCSAus | https://www.zoellerpumps.com/en-us/products/sump-effluent-pumps/residential/model-72 | EA | 204 |  | 53514105488 | 9.5 | LB | 12.25 | 7.5 | 9.5 | 18 Months | YES
72-0002 | N72 115V/1Ph/cCSAus | N72 115V/1Ph/cCSAus | https://www.zoellerpumps.com/en-us/products/sump-effluent-pumps/residential/model-72 | EA | 190 |  | 53514105495 | 9.5 | LB | 12.25 | 7.5 | 9.5 | 18 Months | YES
73-0001 | M73 115V/1P/60Hz/cCSAus | M73 115V/1P/60Hz/cCSAus | https://www.zoellerpumps.com/en-us/products/sump-effluent-pumps/residential/model-73 | EA | 188 |  | 53514351687 | 12.4 | LB | 13.75 | 7.75 | 10 | 24 Months | YES
75-0001 | M75 115V/1Ph/60Hz/1/2Hp/cCSAus | M75 115V/1Ph/60Hz/1/2Hp/cCSAus | https://www.zoellerpumps.com/en-us/products/sump-effluent-pumps/residential/model-75 | EA | 247 |  | 53514361662 | 16.5 | LB | 13.75 | 7.75 | 10 | 24 Months | YES
76-0001 | M76 115V/1Ph/cCSAus | M76 115V/1Ph/cCSAus | https://www.zoellerpumps.com/en-us/products/sump-effluent-pumps/residential/model-76 | EA | 268 |  | 53514112097 | 11.5 | LB | 13.25 | 7.5 | 9.5 | 18 Months | YES
76-0002 | N76 115V/1Ph/cCSAus | N76 115V/1Ph/cCSAus | https://www.zoellerpumps.com/en-us/products/sump-effluent-pumps/residential/model-76 | EA | 250 |  | 53514112103 | 11.5 | LB | 13.25 | 7.5 | 9.5 | 18 Months | YES
803-0001 | M803 115V/1Ph/cCSAus | M803 115V/1Ph/cCSAus | https://www.zoellerpumps.com/en-us/products/grinder-pumps/residential/803-805-807 | EA | 1221 |  | 53514365080 | 65 | LB | 14 | 7.5 | 9.75 | 36 Months | YES
803-0002 | N803 115V/1Ph/cCSAus | N803 115V/1Ph/cCSAus | https://www.zoellerpumps.com/en-us/products/grinder-pumps/residential/803-805-807 | EA | 1196 |  | 53514365318 | 65 | LB | 14 | 7.5 | 9.75 | 36 Months | YES
803-0003 | D803 230V/1Ph/cCSAus | D803 230V/1Ph/cCSAus | https://www.zoellerpumps.com/en-us/products/grinder-pumps/residential/803-805-807 | EA | 1254 |  | 53514365325 | 65 | LB | 14 | 7.5 | 9.75 | 36 Months | YES
803-0004 | E803 230V/1Ph/cCSAus | E803 230V/1Ph/cCSAus | https://www.zoellerpumps.com/en-us/products/grinder-pumps/residential/803-805-807 | EA | 1209 |  | 53514365332 | 65 | LB | 14 | 7.5 | 9.75 | 36 Months | YES
803-0005 | BN803 115V/1Ph/PB15'/cCSAus | BN803 115V/1Ph/PB15'/cCSAus | https://www.zoellerpumps.com/en-us/products/grinder-pumps/residential/803-805-807 | EA | 1247 |  | 53514365349 | 65 | LB | 14 | 7.5 | 9.75 | 36 Months | YES
803-0006 | BE803 230V/1Ph/PB15'/cCSAus | BE803 230V/1Ph/PB15'/cCSAus | https://www.zoellerpumps.com/en-us/products/grinder-pumps/residential/803-805-807 | EA | 1265 |  | 53514365356 | 65 | LB | 14 | 7.5 | 9.75 | 36 Months | YES
803-0015 | E803 35'Cd/230V/1Ph/cCSAus | E803 35'Cd/230V/1Ph/cCSAus | https://www.zoellerpumps.com/en-us/products/grinder-pumps/residential/803-805-807 | EA | 1234 |  | 53514431792 | 65 | LB | 14 | 7.5 | 9.75 | 36 Months | YES
803-0016 | N803 25'Cd/115V/1Ph/cCSAus | N803 25'Cd/115V/1Ph/cCSAus | https://www.zoellerpumps.com/en-us/products/grinder-pumps/residential/803-805-807 | EA | 1296 |  | 53514441371 | 65 | LB | 14 | 7.5 | 9.75 | 36 Months | YES
803-0018 | N803 35'Cd/115V/1Ph/cCSAus | N803 35'Cd/115V/1Ph/cCSAus | https://www.zoellerpumps.com/en-us/products/grinder-pumps/residential/803-805-807 | EA | 1221 |  | 53514449698 | 65 | LB | 14 | 7.5 | 9.75 | 36 Months | YES
803-0019 | M803 35'Cd/115V/1Ph/cCSAus | M803 35'Cd/115V/1Ph/cCSAus | https://www.zoellerpumps.com/en-us/products/grinder-pumps/residential/803-805-807 | EA | 1246 |  | 53514462857 | 65 | LB | 14 | 7.5 | 9.75 | 36 Months | YES
803-0022 | M803 25'Cd/115V/1Ph/cCSAus | M803 25'Cd/115V/1Ph/cCSAus | https://www.zoellerpumps.com/en-us/products/grinder-pumps/residential/803-805-807 | EA | 1321 |  | 53514468354 | 65 | LB | 14 | 7.5 | 9.75 | 36 Months | YES
805-0001 | M805 115V/1Ph/cCSAus | M805 115V/1Ph/cCSAus | https://www.zoellerpumps.com/en-us/products/grinder-pumps/residential/803-805-807 | EA | 1313 |  | 53514364700 | 65 | LB | 14 | 7.5 | 9.75 | 36 Months | YES
805-0002 | N805 115V/1Ph/cCSAus | N805 115V/1Ph/cCSAus | https://www.zoellerpumps.com/en-us/products/grinder-pumps/residential/803-805-807 | EA | 1289 |  | 53514365387 | 65 | LB | 14 | 7.5 | 9.75 | 36 Months | YES
805-0003 | D805 230V/1Ph/cCSAus | D805 230V/1Ph/cCSAus | https://www.zoellerpumps.com/en-us/products/grinder-pumps/residential/803-805-807 | EA | 1346 |  | 53514365394 | 65 | LB | 14 | 7.5 | 9.75 | 36 Months | YES
805-0004 | E805 230V/1Ph/cCSAus | E805 230V/1Ph/cCSAus | https://www.zoellerpumps.com/en-us/products/grinder-pumps/residential/803-805-807 | EA | 1302 |  | 53514365400 | 65 | LB | 14 | 7.5 | 9.75 | 36 Months | YES
805-0005 | BN805 115V/1Ph/PB15'/cCSAus | BN805 115V/1Ph/PB15'/cCSAus | https://www.zoellerpumps.com/en-us/products/grinder-pumps/residential/803-805-807 | EA | 1339 |  | 53514365363 | 65 | LB | 14 | 7.5 | 9.75 | 36 Months | YES
805-0006 | BE805 230V/1Ph/PB15'/cCSAus | BE805 230V/1Ph/PB15'/cCSAus | https://www.zoellerpumps.com/en-us/products/grinder-pumps/residential/803-805-807 | EA | 1357 |  | 53514365370 | 65 | LB | 14 | 7.5 | 9.75 | 36 Months | YES
805-0012 | N805 25'Cd/115V/1Ph/cCSAus | N805 25'Cd/115V/1Ph/cCSAus | https://www.zoellerpumps.com/en-us/products/grinder-pumps/residential/803-805-807 | EA | 1389 |  | 53514425524 | 65 | LB | 14 | 7.5 | 9.75 | 36 Months | YES
805-0014 | M805 35'Cd/115V/1Ph/cCSAus | M805 35'Cd/115V/1Ph/cCSAus | https://www.zoellerpumps.com/en-us/products/grinder-pumps/residential/803-805-807 | EA | 1358 |  | 53514432911 | 65 | LB | 14 | 7.5 | 9.75 | 36 Months | YES
805-0016 | M805 25'Cd/115V/1Ph/cCSAus | M805 25'Cd/115V/1Ph/cCSAus | https://www.zoellerpumps.com/en-us/products/grinder-pumps/residential/803-805-807 | EA | 1413 |  | 53514453749 | 65 | LB | 14 | 7.5 | 9.75 | 36 Months | YES
805-0017 | N805 35'Cd/115V/1Ph/cCSAus | N805 35'Cd/115V/1Ph/cCSAus | https://www.zoellerpumps.com/en-us/products/grinder-pumps/residential/803-805-807 | EA | 1334 |  | 53514456375 | 65 | LB | 14 | 7.5 | 9.75 | 36 Months | YES
805-0020 | E805 35'Cd/230V/1Ph/cCSAus | E805 35'Cd/230V/1Ph/cCSAus | https://www.zoellerpumps.com/en-us/products/grinder-pumps/residential/803-805-807 | EA | 1347 |  | 53514475185 | 65 | LB | 14 | 7.5 | 9.75 | 36 Months | YES
807-0001 | M807 115V/1Ph/cCSAus | M807 115V/1Ph/cCSAus | https://www.zoellerpumps.com/en-us/products/grinder-pumps/residential/803-805-807 | EA | 1423 |  | 53514361310 | 65 | LB | 14 | 7.5 | 9.75 | 36 Months | YES
807-0002 | N807 115V/1Ph/cCSAus | N807 115V/1Ph/cCSAus | https://www.zoellerpumps.com/en-us/products/grinder-pumps/residential/803-805-807 | EA | 1399 |  | 53514365417 | 65 | LB | 14 | 7.5 | 9.75 | 36 Months | YES
807-0003 | D807 230V/1Ph/cCSAus | D807 230V/1Ph/cCSAus | https://www.zoellerpumps.com/en-us/products/grinder-pumps/residential/803-805-807 | EA | 1456 |  | 53514365424 | 65 | LB | 14 | 7.5 | 9.75 | 36 Months | YES
807-0004 | E807 230V/1Ph/cCSAus | E807 230V/1Ph/cCSAus | https://www.zoellerpumps.com/en-us/products/grinder-pumps/residential/803-805-807 | EA | 1412 |  | 53514362010 | 65 | LB | 14 | 7.5 | 9.75 | 36 Months | YES
807-0005 | BN807 115V/1Ph/PB15'/cCSAus | BN807 115V/1Ph/PB15'/cCSAus | https://www.zoellerpumps.com/en-us/products/grinder-pumps/residential/803-805-807 | EA | 1450 |  | 53514365431 | 65 | LB | 14 | 7.5 | 9.75 | 36 Months | YES
807-0006 | BE807 230V/1Ph/PB15'/cCSAus | BE807 230V/1Ph/PB15'/cCSAus | https://www.zoellerpumps.com/en-us/products/grinder-pumps/residential/803-805-807 | EA | 1466 |  | 53514365448 | 65 | LB | 14 | 7.5 | 9.75 | 36 Months | YES
807-0021 | E807 35'Cd/230V/1Ph/cCSAus | E807 35'Cd/230V/1Ph/cCSAus | https://www.zoellerpumps.com/en-us/products/grinder-pumps/residential/803-805-807 | EA | 1522 |  | 53514405502 | 65 | LB | 14 | 7.5 | 9.75 | 36 Months | YES
807-0022 | E807 25'Cd/230V/1Ph/cCSAus | E807 25'Cd/230V/1Ph/cCSAus | https://www.zoellerpumps.com/en-us/products/grinder-pumps/residential/803-805-807 | EA | 1512 |  | 53514439224 | 65 | LB | 14 | 7.5 | 9.75 | 36 Months | YES
810-0004 | E810 230V/1Ph/1Hp/PC Grinder/cCSAus | E810 230V/1Ph/1Hp/PC Grinder/cCSAus | https://www.zoellerpumps.com/en-us/products/grinder-pumps/progressing-cavity/810-815 | EA | 1972 |  | 53514184896 | 88 | LB | 24.75 | 12 | 15 | 24 Months | NO
810-0007 | E810 25'Cd/230V/1Ph/1Hp/PC Grinder/cCSAus | E810 25'Cd/230V/1Ph/1Hp/PC Grinder/cCSAus | https://www.zoellerpumps.com/en-us/products/grinder-pumps/progressing-cavity/810-815 | EA | 2062 |  | 53514203924 | 88 | LB | 24.75 | 12 | 15 | 24 Months | NO
810-0008 | E810 50' Cord/230V/1Ph/1Hp/PC Grinder/cCSAus | E810 50' Cord/230V/1Ph/1Hp/PC Grinder/cCSAus | https://www.zoellerpumps.com/en-us/products/grinder-pumps/progressing-cavity/810-815 | EA | 2112 |  | 53514224561 | 88 | LB | 24.75 | 12 | 15 | 24 Months | NO
810-0009 | E810 35' Cord/230V/1Ph/1Hp/PC Grinder/cCSAus | E810 35' Cord/230V/1Ph/1Hp/PC Grinder/cCSAus | https://www.zoellerpumps.com/en-us/products/grinder-pumps/progressing-cavity/810-815 | EA | 2082 |  | 53514249199 | 88 | LB | 24.75 | 12 | 15 | 24 Months | NO
81-0001 | M81 115V/1Ph/cCSAus | M81 115V/1Ph/cCSAus | https://www.zoellerpumps.com/en-us/products/utility-pedestal/80-series | EA | 245 |  | 53514024666 | 15 | LB | 35.75 | 9.25 | 10.75 | 18 Months | NO
810-0010 | RE810 230V/1Ph/1Hp/Manual Run/PC Grinder/cCSAus | RE810 230V/1Ph/1Hp/Manual Run/PC Grinder/cCSAus | https://www.zoellerpumps.com/en-us/products/grinder-pumps/progressing-cavity/810-815 | EA | 2071 |  | 53514337117 | 88 | LB | 24.75 | 12 | 15 | 24 Months | NO
810-0011 | RWD810 230V/1Ph/1Hp/Manual Run/PC Grinder/cCSAus/CSA NSF/ANSI 46 | RWD810 230V/1Ph/1Hp/Manual Run/PC Grinder/cCSAus/CSA NSF/ANSI 46 | https://www.zoellerpumps.com/en-us/products/grinder-pumps/progressing-cavity/810-815 | EA | 2005 |  | 53514368968 | 88 | LB | 24.75 | 12 | 15 | 24 Months | NO
815-0004 | E815 230V/1Ph/2Hp/PC Grinder/cCSAus | E815 230V/1Ph/2Hp/PC Grinder/cCSAus | https://www.zoellerpumps.com/en-us/products/grinder-pumps/progressing-cavity/810-815 | EA | 2136 |  | 53514184919 | 91 | LB | 24.75 | 12 | 15 | 24 Months | NO
815-0006 | E815 35'Cd/230V/1Ph/2Hp/PC Grinder/cCSAus | E815 35'Cd/230V/1Ph/2Hp/PC Grinder/cCSAus | https://www.zoellerpumps.com/en-us/products/grinder-pumps/progressing-cavity/810-815 | EA | 2246 |  | 53514192471 | 92 | LB | 24.75 | 12 | 15 | 24 Months | NO
815-0008 | E815 50'Cd/230V/1Ph/2Hp/PC Grinder/cCSAus | E815 50'Cd/230V/1Ph/2Hp/PC Grinder/cCSAus | https://www.zoellerpumps.com/en-us/products/grinder-pumps/progressing-cavity/810-815 | EA | 2276 |  | 53514207038 | 94 | LB | 24.75 | 12 | 15 | 24 Months | NO
815-0012 | E815 25'Cd/230V/1Ph/2Hp/PC Grinder/cCSAus | E815 25'Cd/230V/1Ph/2Hp/PC Grinder/cCSAus | https://www.zoellerpumps.com/en-us/products/grinder-pumps/progressing-cavity/810-815 | EA | 2226 |  | 53514355371 | 91 | LB | 24.75 | 12 | 15 | 24 Months | NO
815-0013 | RWD815 230V/1Ph/2Hp/Manual Run/PC Grinder/cCSAus/CSA NSF/ANSI 46 | RWD815 230V/1Ph/2Hp/Manual Run/PC Grinder/cCSAus/CSA NSF/ANSI 46 | https://www.zoellerpumps.com/en-us/products/grinder-pumps/progressing-cavity/810-815 | EA | 2141 |  | 53514362379 | 91 | LB | 24.75 | 12 | 15 | 24 Months | NO
818-0002 | N818 115V/1Ph/60Hz/Na/CSA | N818 115V/1Ph/60Hz/Na/CSA | https://www.zoellerpumps.com/en-us/products/grinder-pumps/residential/818-819-820 | EA | 1681 |  | 53514402068 | 88 | LB | 21.25 | 11.75 | 14.75 | 36 Months | YES
818-0004 | E818 230V/1Ph/60Hz/Na/cCSAus | E818 230V/1Ph/60Hz/Na/cCSAus | https://www.zoellerpumps.com/en-us/products/grinder-pumps/residential/818-819-820 | EA | 1681 |  | 53514402075 | 88 | LB | 21.25 | 11.75 | 14.75 | 36 Months | YES
818-0005 | I818 200-208V/1Ph/60Hz/Na/cCSAus | I818 200-208V/1Ph/60Hz/Na/cCSAus | https://www.zoellerpumps.com/en-us/products/grinder-pumps/residential/818-819-820 | EA | 1681 |  | 53514402082 | 88 | LB | 21.25 | 11.75 | 14.75 | 36 Months | YES
818-0006 | WM818 115V/1Ph/60Hz/Auto/CSA | WM818 115V/1Ph/60Hz/Auto/CSA | https://www.zoellerpumps.com/en-us/products/grinder-pumps/residential/818-819-820 | EA | 1753 |  | 53514402099 | 88 | LB | 21.25 | 11.75 | 14.75 | 36 Months | YES
818-0007 | WD818 230V/1Ph/60Hz/Auto/cCSAus | WD818 230V/1Ph/60Hz/Auto/cCSAus | https://www.zoellerpumps.com/en-us/products/grinder-pumps/residential/818-819-820 | EA | 1753 |  | 53514402105 | 88 | LB | 21.25 | 11.75 | 14.75 | 36 Months | YES
818-0008 | WH818 200-208V/1Ph/60Hz/Auto/cCSAus | WH818 200-208V/1Ph/60Hz/Auto/cCSAus | https://www.zoellerpumps.com/en-us/products/grinder-pumps/residential/818-819-820 | EA | 1753 |  | 53514402112 | 88 | LB | 21.25 | 11.75 | 14.75 | 36 Months | YES
818-0009 | BN818 115V/1Ph/60Hz/20'Pb/CSA | BN818 115V/1Ph/60Hz/20'Pb/CSA | https://www.zoellerpumps.com/en-us/products/grinder-pumps/residential/818-819-820 | EA | 1780 |  | 53514404499 | 88 | LB | 21.25 | 11.75 | 14.75 | 36 Months | YES
818-0010 | BE818 230V/1Ph/60Hz/20'Pb/cCSAus | BE818 230V/1Ph/60Hz/20'Pb/cCSAus | https://www.zoellerpumps.com/en-us/products/grinder-pumps/residential/818-819-820 | EA | 1749 |  | 53514404512 | 88 | LB | 21.25 | 11.75 | 14.75 | 36 Months | YES
818-0017 | J818 200-208V/3Ph/60Hz/Na/cCSAus | J818 200-208V/3Ph/60Hz/Na/cCSAus | https://www.zoellerpumps.com/en-us/products/grinder-pumps/residential/818-819-820 | EA | 1796 |  | 53514413101 | 88 | LB | 21.25 | 11.75 | 14.75 | 36 Months | YES
818-0018 | F818 230V/3Ph/60Hz/Na/cCSAus | F818 230V/3Ph/60Hz/Na/cCSAus | https://www.zoellerpumps.com/en-us/products/grinder-pumps/residential/818-819-820 | EA | 1796 |  | 53514413125 | 88 | LB | 21.25 | 11.75 | 14.75 | 36 Months | YES
818-0020 | G818 460V/3Ph/60Hz/Na/cCSAus | G818 460V/3Ph/60Hz/Na/cCSAus | https://www.zoellerpumps.com/en-us/products/grinder-pumps/residential/818-819-820 | EA | 1796 |  | 53514413187 | 88 | LB | 21.25 | 11.75 | 14.75 | 36 Months | YES
818-0022 | N818 50'Cd/115V/1Ph/60Hz/Na/CSA | N818 50'Cd/115V/1Ph/60Hz/Na/CSA | https://www.zoellerpumps.com/en-us/products/grinder-pumps/residential/818-819-820 | EA | 1796 |  | 53514413873 | 88 | LB | 21.25 | 11.75 | 14.75 | 36 Months | YES
818-0023 | E818 50'Cd/230V/1Ph/60Hz/Na/CSA | E818 50'Cd/230V/1Ph/60Hz/Na/CSA | https://www.zoellerpumps.com/en-us/products/grinder-pumps/residential/818-819-820 | EA | 1796 |  | 53514413897 | 88 | LB | 21.25 | 11.75 | 14.75 | 36 Months | YES
818-0024 | I818 50'Cd/200-208V/1Ph/60Hz/Na/cCSAus | I818 50'Cd/200-208V/1Ph/60Hz/Na/cCSAus | https://www.zoellerpumps.com/en-us/products/grinder-pumps/residential/818-819-820 | EA | 1796 |  | 53514422592 | 88 | LB | 21.25 | 11.75 | 14.75 | 36 Months | YES
818-0035 | J818 50'Cd/200-208V/3Ph/60Hz/Na/cCSAus | J818 50'Cd/200-208V/3Ph/60Hz/Na/cCSAus | https://www.zoellerpumps.com/en-us/products/grinder-pumps/residential/818-819-820 | EA | 1911 |  | 53514427276 | 88 | LB | 21.25 | 11.75 | 14.75 | 36 Months | YES
818-0036 | F818 50'Cd/230V/3Ph/60Hz/Na/cCSAus | F818 50'Cd/230V/3Ph/60Hz/Na/cCSAus | https://www.zoellerpumps.com/en-us/products/grinder-pumps/residential/818-819-820 | EA | 1911 |  | 53514427313 | 88 | LB | 21.25 | 11.75 | 14.75 | 36 Months | YES
818-0037 | G818 50'Cd/460V/3Ph/60Hz/Na/cCSAus | G818 50'Cd/460V/3Ph/60Hz/Na/cCSAus | https://www.zoellerpumps.com/en-us/products/grinder-pumps/residential/818-819-820 | EA | 1911 |  | 53514427344 | 88 | LB | 21.25 | 11.75 | 14.75 | 36 Months | YES
818-0039 | I818 35'Cd/200-208V/1Ph/60Hz/Na/cCSAus | I818 35'Cd/200-208V/1Ph/60Hz/Na/cCSAus | https://www.zoellerpumps.com/en-us/products/grinder-pumps/residential/818-819-820 | EA | 1791 |  | 53514429751 | 88 | LB | 21.25 | 11.75 | 14.75 | 36 Months | YES
818-0042 | N818 35'Cd/115V/1Ph/60Hz/Na/CSA | N818 35'Cd/115V/1Ph/60Hz/Na/CSA | https://www.zoellerpumps.com/en-us/products/grinder-pumps/residential/818-819-820 | EA | 1791 |  | 53514439026 | 88 | LB | 21.25 | 11.75 | 14.75 | 36 Months | YES
818-0043 | N818 25'Cd/115V/1Ph/60Hz/Na/CSA | N818 25'Cd/115V/1Ph/60Hz/Na/CSA | https://www.zoellerpumps.com/en-us/products/grinder-pumps/residential/818-819-820 | EA | 1781 |  | 53514445683 | 88 | LB | 21.25 | 11.75 | 14.75 | 36 Months | YES
818-0044 | I818 25'Cd/200-208V/1Ph/60Hz/Na/cCSAus | I818 25'Cd/200-208V/1Ph/60Hz/Na/cCSAus | https://www.zoellerpumps.com/en-us/products/grinder-pumps/residential/818-819-820 | EA | 1781 |  | 53514447236 | 88 | LB | 21.25 | 11.75 | 14.75 | 36 Months | YES
818-0045 | WH818 50'Cd/200-208V/1Ph/60Hz/Auto/cCSAus | WH818 50'Cd/200-208V/1Ph/60Hz/Auto/cCSAus | https://www.zoellerpumps.com/en-us/products/grinder-pumps/residential/818-819-820 | EA | 1893 |  | 53514450847 | 88 | LB | 21.25 | 11.75 | 14.75 | 36 Months | YES
818-0046 | E818 35'Cd/230V/1Ph/60Hz/Na/CSA | E818 35'Cd/230V/1Ph/60Hz/Na/CSA | https://www.zoellerpumps.com/en-us/products/grinder-pumps/residential/818-819-820 | EA | 1791 |  | 53514455743 | 88 | LB | 21.25 | 11.75 | 14.75 | 36 Months | YES
818-0047 | J818 25'Cd/200-208V/3Ph/60Hz/Na | J818 25'Cd/200-208V/3Ph/60Hz/Na | https://www.zoellerpumps.com/en-us/products/grinder-pumps/residential/818-819-820 | EA | 1781 |  | 53514460785 | 88 | LB | 21.25 | 11.75 | 14.75 | 36 Months | YES
819-0004 | E819 230V/1Ph/60Hz/Na/cCSAus | E819 230V/1Ph/60Hz/Na/cCSAus | https://www.zoellerpumps.com/en-us/products/grinder-pumps/residential/818-819-820 | EA | 1792 |  | 53514402129 | 88 | LB | 21.25 | 11.75 | 14.75 | 36 Months | YES
819-0005 | I819 200-208V/1Ph/60Hz/Na/cCSAus | I819 200-208V/1Ph/60Hz/Na/cCSAus | https://www.zoellerpumps.com/en-us/products/grinder-pumps/residential/818-819-820 | EA | 1792 |  | 53514402136 | 88 | LB | 21.25 | 11.75 | 14.75 | 36 Months | YES
819-0006 | WD819 230V/1Ph/60Hz/Auto/cCSAus | WD819 230V/1Ph/60Hz/Auto/cCSAus | https://www.zoellerpumps.com/en-us/products/grinder-pumps/residential/818-819-820 | EA | 1862 |  | 53514402143 | 88 | LB | 21.25 | 11.75 | 14.75 | 36 Months | YES
819-0007 | WH819 200-208V/1Ph/60Hz/Auto/cCSAus | WH819 200-208V/1Ph/60Hz/Auto/cCSAus | https://www.zoellerpumps.com/en-us/products/grinder-pumps/residential/818-819-820 | EA | 1862 |  | 53514402150 | 88 | LB | 21.25 | 11.75 | 14.75 | 36 Months | YES
819-0008 | BE819 230V/1Ph/60Hz/20'Pb/cCSAus | BE819 230V/1Ph/60Hz/20'Pb/cCSAus | https://www.zoellerpumps.com/en-us/products/grinder-pumps/residential/818-819-820 | EA | 1898 |  | 53514404536 | 88 | LB | 21.25 | 11.75 | 14.75 | 36 Months | YES
819-0013 | J819 200-208V/3Ph/60Hz/Na/cCSAus | J819 200-208V/3Ph/60Hz/Na/cCSAus | https://www.zoellerpumps.com/en-us/products/grinder-pumps/residential/818-819-820 | EA | 1907 |  | 53514413224 | 88 | LB | 21.25 | 11.75 | 14.75 | 36 Months | YES
819-0014 | F819 230V/3Ph/60Hz/Na/cCSAus | F819 230V/3Ph/60Hz/Na/cCSAus | https://www.zoellerpumps.com/en-us/products/grinder-pumps/residential/818-819-820 | EA | 1907 |  | 53514413248 | 88 | LB | 21.25 | 11.75 | 14.75 | 36 Months | YES
819-0016 | G819 460V/3Ph/60Hz/Na/cCSAus | G819 460V/3Ph/60Hz/Na/cCSAus | https://www.zoellerpumps.com/en-us/products/grinder-pumps/residential/818-819-820 | EA | 1907 |  | 53514413286 | 88 | LB | 21.25 | 11.75 | 14.75 | 36 Months | YES
819-0018 | I819 50'Cd/200-208V/1Ph/60Hz/Na/cCSAus | I819 50'Cd/200-208V/1Ph/60Hz/Na/cCSAus | https://www.zoellerpumps.com/en-us/products/grinder-pumps/residential/818-819-820 | EA | 1907 |  | 53514422615 | 88 | LB | 21.25 | 11.75 | 14.75 | 36 Months | YES
819-0019 | E819 50'Cd/230V/1Ph/60Hz/Na/cCSAus | E819 50'Cd/230V/1Ph/60Hz/Na/cCSAus | https://www.zoellerpumps.com/en-us/products/grinder-pumps/residential/818-819-820 | EA | 1907 |  | 53514422639 | 88 | LB | 21.25 | 11.75 | 14.75 | 36 Months | YES
819-0032 | WD819 25'Cd/230V/1Ph/60Hz/Auto/cCSAus | WD819 25'Cd/230V/1Ph/60Hz/Auto/cCSAus | https://www.zoellerpumps.com/en-us/products/grinder-pumps/residential/818-819-820 | EA | 1972 |  | 53514436360 | 88 | LB | 21.25 | 11.75 | 14.75 | 36 Months | YES
819-0033 | J819 50'Cd/200-208V/3Ph/60Hz/Na/cCSAus | J819 50'Cd/200-208V/3Ph/60Hz/Na/cCSAus | https://www.zoellerpumps.com/en-us/products/grinder-pumps/residential/818-819-820 | EA | 1932 |  | 53514438173 | 88 | LB | 21.25 | 11.75 | 14.75 | 36 Months | YES
819-0034 | G819 50'Cd/460V/3Ph/60Hz/Na/cCSAus | G819 50'Cd/460V/3Ph/60Hz/Na/cCSAus | https://www.zoellerpumps.com/en-us/products/grinder-pumps/residential/818-819-820 | EA | 2047 |  | 53514438159 | 88 | LB | 21.25 | 11.75 | 14.75 | 36 Months | YES
819-0035 | F819 50'Cd/230V/3Ph/60Hz/Na/cCSAus | F819 50'Cd/230V/3Ph/60Hz/Na/cCSAus | https://www.zoellerpumps.com/en-us/products/grinder-pumps/residential/818-819-820 | EA | 2047 |  | 53514438180 | 88 | LB | 21.25 | 11.75 | 14.75 | 36 Months | YES
819-0036 | WH819 25'Cd/200-208V/1Ph/60Hz/Auto/cCSAus | WH819 25'Cd/200-208V/1Ph/60Hz/Auto/cCSAus | https://www.zoellerpumps.com/en-us/products/grinder-pumps/residential/818-819-820 | EA | 1962 |  | 53514455491 | 88 | LB | 21.25 | 11.75 | 14.75 | 36 Months | YES
819-0037 | I819 35'Cd/200-208V/1Ph/60Hz/Na/cCSAus | I819 35'Cd/200-208V/1Ph/60Hz/Na/cCSAus | https://www.zoellerpumps.com/en-us/products/grinder-pumps/residential/818-819-820 | EA | 1902 |  | 53514455880 | 88 | LB | 21.25 | 11.75 | 14.75 | 36 Months | YES
819-0038 | G819 35'Cd/460V/3Ph/60Hz/Na/cCSAus | G819 35'Cd/460V/3Ph/60Hz/Na/cCSAus | https://www.zoellerpumps.com/en-us/products/grinder-pumps/residential/818-819-820 | EA | 2017 |  | 53514465902 | 88 | LB | 21.25 | 11.75 | 14.75 | 36 Months | YES
820-0004 | E820 230V/1Ph/60Hz/Na/cCSAus/UL | E820 230V/1Ph/60Hz/Na/cCSAus/UL | https://www.zoellerpumps.com/en-us/products/grinder-pumps/residential/818-819-820 | EA | 1903 |  | 53514068141 | 88 | LB | 21.25 | 11.75 | 14.75 | 36 Months | YES
820-0005 | WH820 200V/1Ph/60Hz/Auto/cCSAus/UL | WH820 200V/1Ph/60Hz/Auto/cCSAus/UL | https://www.zoellerpumps.com/en-us/products/grinder-pumps/residential/818-819-820 | EA | 1973 |  | 53514068158 | 89 | LB | 21.25 | 11.75 | 14.75 | 36 Months | YES
820-0006 | I820 200-208V/1Ph/60Hz/Na/cCSAus/UL | I820 200-208V/1Ph/60Hz/Na/cCSAus/UL | https://www.zoellerpumps.com/en-us/products/grinder-pumps/residential/818-819-820 | EA | 1903 |  | 53514068165 | 88 | LB | 21.25 | 11.75 | 14.75 | 36 Months | YES
820-0007 | J820 200-208V/3Ph/60H/cCSAus | J820 200-208V/3Ph/60H/cCSAus | https://www.zoellerpumps.com/en-us/products/grinder-pumps/residential/818-819-820 | EA | 2018 |  | 53514068172 | 81 | LB | 0 | 0 | 0 | 36 Months | YES
820-0008 | F820 230V/3Ph/60Hz/cCSAus | F820 230V/3Ph/60Hz/cCSAus | https://www.zoellerpumps.com/en-us/products/grinder-pumps/residential/818-819-820 | EA | 2018 |  | 53514068189 | 81 | LB | 0 | 0 | 0 | 36 Months | YES
820-0009 | G820 460V/3Ph/60Hz/cCSAus | G820 460V/3Ph/60Hz/cCSAus | https://www.zoellerpumps.com/en-us/products/grinder-pumps/residential/818-819-820 | EA | 2018 |  | 53514068196 | 81 | LB | 0 | 0 | 0 | 36 Months | YES
82-0001 | M82 115V/1Ph/cCSAus | M82 115V/1Ph/cCSAus | https://www.zoellerpumps.com/en-us/products/utility-pedestal/80-series | EA | 330 |  | 53514024680 | 19 | LB | 35.75 | 9.25 | 10.75 | 36 Months | YES
820-0011 | WD820 230V/1Ph/cCSAus | WD820 230V/1Ph/cCSAus | https://www.zoellerpumps.com/en-us/products/grinder-pumps/residential/818-819-820 | EA | 1973 |  | 53514068974 | 89 | LB | 21.25 | 11.75 | 14.75 | 36 Months | YES
820-0012 | WD820 25'Cd/230V/1Ph/60Hz/cCSAus | WD820 25'Cd/230V/1Ph/60Hz/cCSAus | https://www.zoellerpumps.com/en-us/products/grinder-pumps/residential/818-819-820 | EA | 2023 |  | 53514088460 | 89 | LB | 21.25 | 11.75 | 14.75 | 36 Months | YES
820-0015 | E820 35'Cd/1Ph/60Hz/Na/cCSAus | E820 35'Cd/1Ph/60Hz/Na/cCSAus | https://www.zoellerpumps.com/en-us/products/grinder-pumps/residential/818-819-820 | EA | 2013 |  | 53514104788 | 91 | LB | 21.25 | 11.75 | 14.75 | 36 Months | YES
820-0018 | I820 50'Cd/200-208V/1Ph/cCSAus | I820 50'Cd/200-208V/1Ph/cCSAus | https://www.zoellerpumps.com/en-us/products/grinder-pumps/residential/818-819-820 | EA | 2113 |  | 53514139292 | 93 | LB | 21.25 | 11.75 | 14.75 | 36 Months | YES
820-0019 | WD820 50'Cd/230V/1Ph/cCSAus | WD820 50'Cd/230V/1Ph/cCSAus | https://www.zoellerpumps.com/en-us/products/grinder-pumps/residential/818-819-820 | EA | 2183 |  | 53514145798 | 94 | LB | 21.25 | 11.75 | 14.75 | 36 Months | YES
820-0020 | E820 25'Cd/1Ph/Na/cCSAus | E820 25'Cd/1Ph/Na/cCSAus | https://www.zoellerpumps.com/en-us/products/grinder-pumps/residential/818-819-820 | EA | 1953 |  | 53514149598 | 89 | LB | 21.25 | 11.75 | 14.75 | 36 Months | YES
820-0022 | WH820 25'Cd/200V/1Ph/60Hz/Auto/cCSAus | WH820 25'Cd/200V/1Ph/60Hz/Auto/cCSAus | https://www.zoellerpumps.com/en-us/products/grinder-pumps/residential/818-819-820 | EA | 2023 |  | 53514151669 | 90 | LB | 21.25 | 11.75 | 14.75 | 36 Months | YES
820-0023 | E820 50'Cd/230V/1Ph/cCSAus | E820 50'Cd/230V/1Ph/cCSAus | https://www.zoellerpumps.com/en-us/products/grinder-pumps/residential/818-819-820 | EA | 2018 |  | 53514152239 | 93 | LB | 21.25 | 11.75 | 14.75 | 36 Months | YES
820-0024 | WH820 35'Cd/200V/1Ph/Auto/cCSAus | WH820 35'Cd/200V/1Ph/Auto/cCSAus | https://www.zoellerpumps.com/en-us/products/grinder-pumps/residential/818-819-820 | EA | 2083 |  | 53514152789 | 92 | LB | 21.25 | 11.75 | 14.75 | 36 Months | YES
820-0025 | WD820 35'Cd/230V/1Ph/cCSAus | WD820 35'Cd/230V/1Ph/cCSAus | https://www.zoellerpumps.com/en-us/products/grinder-pumps/residential/818-819-820 | EA | 2083 |  | 53514182625 | 92 | LB | 21.25 | 11.75 | 14.75 | 36 Months | YES
820-0029 | I820 35'Cd/200-208V/1Ph/cCSAus | I820 35'Cd/200-208V/1Ph/cCSAus | https://www.zoellerpumps.com/en-us/products/grinder-pumps/residential/818-819-820 | EA | 2013 |  | 53514230593 | 93 | LB | 21.25 | 11.75 | 14.75 | 36 Months | YES
820-0045 | J820 50'Cd/200-208V/3Ph/60H/cCSAus | J820 50'Cd/200-208V/3Ph/60H/cCSAus | https://www.zoellerpumps.com/en-us/products/grinder-pumps/residential/818-819-820 | EA | 2228 |  | 53514427405 | 81 | LB | 0 | 0 | 0 | 36 Months | YES
820-0046 | F820 50'Cd/230V/3Ph/60Hz/cCSAus | F820 50'Cd/230V/3Ph/60Hz/cCSAus | https://www.zoellerpumps.com/en-us/products/grinder-pumps/residential/818-819-820 | EA | 2228 |  | 53514427450 | 81 | LB | 0 | 0 | 0 | 36 Months | YES
820-0047 | G820 50'Cd/460V/3Ph/60Hz/cCSAus | G820 50'Cd/460V/3Ph/60Hz/cCSAus | https://www.zoellerpumps.com/en-us/products/grinder-pumps/residential/818-819-820 | EA | 2228 |  | 53514427498 | 81 | LB | 0 | 0 | 0 | 36 Months | YES
820-0051 | I820 25'Cd/200-208V/1Ph/cCSAus | I820 25'Cd/200-208V/1Ph/cCSAus | https://www.zoellerpumps.com/en-us/products/grinder-pumps/residential/818-819-820 | EA | 2003 |  | 53514467326 | 93 | LB | 21.25 | 11.75 | 14.75 | 36 Months | YES
840-0004 | E840 230V/1Ph/2Hp/UL/cCSAus | E840 230V/1Ph/2Hp/UL/cCSAus | https://www.zoellerpumps.com/en-us/products/grinder-pumps/commercial/840 | EA | 2718 |  | 53514046248 | 137 | LB | 24.75 | 12 | 15 | 18 Months | NO
840-0005 | I840 200-208V/1Ph/2Hp/UL/cCSAus | I840 200-208V/1Ph/2Hp/UL/cCSAus | https://www.zoellerpumps.com/en-us/products/grinder-pumps/commercial/840 | EA | 2718 |  | 53514046255 | 137 | LB | 24.75 | 12 | 15 | 18 Months | NO
840-0006 | F840 230V/3Ph/2Hp/UL/cCSAus | F840 230V/3Ph/2Hp/UL/cCSAus | https://www.zoellerpumps.com/en-us/products/grinder-pumps/commercial/840 | EA | 2656 |  | 53514046262 | 132 | LB | 24.75 | 12 | 15 | 18 Months | NO
840-0007 | J840 200-208V/3Ph/2Hp/UL/cCSAus | J840 200-208V/3Ph/2Hp/UL/cCSAus | https://www.zoellerpumps.com/en-us/products/grinder-pumps/commercial/840 | EA | 2656 |  | 53514046279 | 132 | LB | 24.75 | 12 | 15 | 18 Months | NO
840-0008 | G840 460V/3Ph/2Hp/UL/cCSAus | G840 460V/3Ph/2Hp/UL/cCSAus | https://www.zoellerpumps.com/en-us/products/grinder-pumps/commercial/840 | EA | 2656 |  | 53514046286 | 132 | LB | 24.75 | 12 | 15 | 18 Months | NO
84-0001 | M84 115V/1Ph/cCSAus/.5 Hp/Cast Iron | M84 115V/1Ph/cCSAus/.5 Hp/Cast Iron | https://www.zoellerpumps.com/en-us/products/utility-pedestal/80-series | EA | 354 |  | 53514127282 | 22.5 | LB | 35.75 | 9.25 | 10.75 | 18 Months | NO
840-0027 | J840 200-208/3P/2Hp/UL/cCSAus/Hydromatic Rail | J840 200-208/3P/2Hp/UL/cCSAus/Hydromatic Rail | https://www.zoellerpumps.com/en-us/products/grinder-pumps/commercial/840 | EA | 2656 |  | 53514063085 | 132 | LB | 24.75 | 12 | 15 | 18 Months | NO
840-0029 | E840 35'Cds/230V/1Ph/UL/cCSAus | E840 35'Cds/230V/1Ph/UL/cCSAus | https://www.zoellerpumps.com/en-us/products/grinder-pumps/commercial/840 | EA | 2828 |  | 53514069025 | 140 | LB | 24.75 | 12 | 15 | 18 Months | NO
840-0031 | G840 460/3P/2Hp/Hydromatic Rail Sys/UL/cCSAus | G840 460/3P/2Hp/Hydromatic Rail Sys/UL/cCSAus | https://www.zoellerpumps.com/en-us/products/grinder-pumps/commercial/840 | EA | 2656 |  | 53514070076 | 132 | LB | 24.75 | 12 | 15 | 18 Months | NO
840-0041 | F840 230V/3Ph/2Hp/Hydromatic Rail Sys/UL/cCSAus | F840 230V/3Ph/2Hp/Hydromatic Rail Sys/UL/cCSAus | https://www.zoellerpumps.com/en-us/products/grinder-pumps/commercial/840 | EA | 2706 |  | 53514079253 | 132 | LB | 24.75 | 12 | 15 | 18 Months | NO
840-0043 | E840 50'Cds/230V/1Ph/UL/cCSAus | E840 50'Cds/230V/1Ph/UL/cCSAus | https://www.zoellerpumps.com/en-us/products/grinder-pumps/commercial/840 | EA | 2928 |  | 53514082437 | 149 | LB | 24.75 | 12 | 15 | 18 Months | NO
840-0045 | J840 35'Cd/200-208V/3Ph/2Hp/UL/cCSAus | J840 35'Cd/200-208V/3Ph/2Hp/UL/cCSAus | https://www.zoellerpumps.com/en-us/products/grinder-pumps/commercial/840 | EA | 2766 |  | 53514085889 | 141 | LB | 24.75 | 12 | 15 | 18 Months | NO
840-0047 | G840 50'Cd/460V/3Ph/2Hp/UL/cCSAus | G840 50'Cd/460V/3Ph/2Hp/UL/cCSAus | https://www.zoellerpumps.com/en-us/products/grinder-pumps/commercial/840 | EA | 2866 |  | 53514091422 | 144 | LB | 24.75 | 12 | 15 | 18 Months | NO
840-0048 | F840 35'Cd/230V/3Ph/2Hp/UL/cCSAus | F840 35'Cd/230V/3Ph/2Hp/UL/cCSAus | https://www.zoellerpumps.com/en-us/products/grinder-pumps/commercial/840 | EA | 2766 |  | 53514095475 | 140 | LB | 24.75 | 12 | 15 | 18 Months | NO
840-0049 | F840 50'Cd/230V/3Ph/2Hp/UL/cCSAus | F840 50'Cd/230V/3Ph/2Hp/UL/cCSAus | https://www.zoellerpumps.com/en-us/products/grinder-pumps/commercial/840 | EA | 2866 |  | 53514100506 | 145 | LB | 24.75 | 12 | 15 | 18 Months | NO
840-0051 | E840 25'Cd/230V/1Ph/UL/cCSAus | E840 25'Cd/230V/1Ph/UL/cCSAus | https://www.zoellerpumps.com/en-us/products/grinder-pumps/commercial/840 | EA | 2768 |  | 53514105457 | 139 | LB | 24.75 | 12 | 15 | 18 Months | NO
840-0055 | F840 25'Cd/230V/3Ph/2Hp/UL/cCSAus | F840 25'Cd/230V/3Ph/2Hp/UL/cCSAus | https://www.zoellerpumps.com/en-us/products/grinder-pumps/commercial/840 | EA | 2706 |  | 53514144432 | 138 | LB | 24.75 | 12 | 15 | 18 Months | NO
840-0056 | J840 50'Cd/200-208V/3Ph/2Hp/UL/cCSAus | J840 50'Cd/200-208V/3Ph/2Hp/UL/cCSAus | https://www.zoellerpumps.com/en-us/products/grinder-pumps/commercial/840 | EA | 2866 |  | 53514147495 | 145 | LB | 24.75 | 12 | 15 | 18 Months | NO
840-0057 | I840 35'Cd/200-208V/1Ph/2Hp/UL/cCSAus | I840 35'Cd/200-208V/1Ph/2Hp/UL/cCSAus | https://www.zoellerpumps.com/en-us/products/grinder-pumps/commercial/840 | EA | 2828 |  | 53514148003 | 140 | LB | 24.75 | 12 | 15 | 18 Months | NO
840-0058 | G840 35'Cd/460V/3Ph/2Hp/UL/cCSAus | G840 35'Cd/460V/3Ph/2Hp/UL/cCSAus | https://www.zoellerpumps.com/en-us/products/grinder-pumps/commercial/840 | EA | 2766 |  | 53514153786 | 141 | LB | 24.75 | 12 | 15 | 18 Months | NO
840-0059 | J840 25'Cd/200-208V/3Ph/2Hp/UL/cCSAus | J840 25'Cd/200-208V/3Ph/2Hp/UL/cCSAus | https://www.zoellerpumps.com/en-us/products/grinder-pumps/commercial/840 | EA | 2706 |  | 53514153915 | 144 | LB | 24.75 | 12 | 15 | 18 Months | NO
840-0064 | EX840 230V/1Ph/2Hp/Ex Pr/cFMus/CSA | EX840 230V/1Ph/2Hp/Ex Pr/cFMus/CSA | https://www.zoellerpumps.com/en-us/products/grinder-pumps/commercial/840 | EA | 3760 |  | 53514268435 | 155 | LB | 32 | 12 | 15 | 18 Months | NO
840-0065 | IX840 200-208V/1Ph/2Hp/Ex Pr/cFMus/CSA | IX840 200-208V/1Ph/2Hp/Ex Pr/cFMus/CSA | https://www.zoellerpumps.com/en-us/products/grinder-pumps/commercial/840 | EA | 3760 |  | 53514268459 | 155 | LB | 32 | 12 | 15 | 18 Months | NO
840-0066 | JX840 200-208V/3Ph/2Hp/Ex Pr/cFMus/CSA | JX840 200-208V/3Ph/2Hp/Ex Pr/cFMus/CSA | https://www.zoellerpumps.com/en-us/products/grinder-pumps/commercial/840 | EA | 3697 |  | 53514268497 | 151 | LB | 32 | 12 | 15 | 18 Months | NO
840-0067 | FX840 230V/3Ph/2Hp/Ex Pr/cFMus/CSA | FX840 230V/3Ph/2Hp/Ex Pr/cFMus/CSA | https://www.zoellerpumps.com/en-us/products/grinder-pumps/commercial/840 | EA | 3697 |  | 53514268510 | 151 | LB | 32 | 12 | 15 | 18 Months | NO
840-0068 | GX840 460V/3Ph/2Hp/Ex Pr/cFMus/CSA | GX840 460V/3Ph/2Hp/Ex Pr/cFMus/CSA | https://www.zoellerpumps.com/en-us/products/grinder-pumps/commercial/840 | EA | 3697 |  | 53514268534 | 151 | LB | 32 | 12 | 15 | 18 Months | NO
840-0071 | I840 50'Cd/200-208V/1Ph/2Hp/UL/cCSAus | I840 50'Cd/200-208V/1Ph/2Hp/UL/cCSAus | https://www.zoellerpumps.com/en-us/products/grinder-pumps/commercial/840 | EA | 2928 |  | 53514290078 | 142 | LB | 24.75 | 12 | 15 | 18 Months | NO
840-0077 | EX840 35'Cd/230V/1Ph/2Hp/Ex Pr/cFMus/CSA | EX840 35'Cd/230V/1Ph/2Hp/Ex Pr/cFMus/CSA | https://www.zoellerpumps.com/en-us/products/grinder-pumps/commercial/840 | EA | 3870 |  | 53514356767 | 155 | LB | 32 | 12 | 15 | 18 Months | NO
840-0078 | GX840 35'Cds/460V/3Ph/2Hp/Ex Pr/cFMus/CSA | GX840 35'Cds/460V/3Ph/2Hp/Ex Pr/cFMus/CSA | https://www.zoellerpumps.com/en-us/products/grinder-pumps/commercial/840 | EA | 3807 |  | 53514358013 | 151 | LB | 32 | 12 | 15 | 18 Months | NO
840-0080 | JX840 50'Cd/200-208V/3Ph/2Hp/Ex Pr/cFMus/CSA | JX840 50'Cd/200-208V/3Ph/2Hp/Ex Pr/cFMus/CSA | https://www.zoellerpumps.com/en-us/products/grinder-pumps/commercial/840 | EA | 3907 |  | 53514362676 | 151 | LB | 32 | 12 | 15 | 18 Months | NO
840-0081 | GX840 50'Cd/460V/3Ph/2Hp/Ex Pr/cFMus/CSA | GX840 50'Cd/460V/3Ph/2Hp/Ex Pr/cFMus/CSA | https://www.zoellerpumps.com/en-us/products/grinder-pumps/commercial/840 | EA | 3907 |  | 53514365134 | 151 | LB | 32 | 12 | 15 | 18 Months | NO
840-0084 | E840 230V/1Ph/2Hp/UL/cCSAus/Bronze Impeller | E840 230V/1Ph/2Hp/UL/cCSAus/Bronze Impeller | https://www.zoellerpumps.com/en-us/products/grinder-pumps/commercial/840 | EA | 2896 |  | 53514396794 | 137 | LB | 24.75 | 12 | 15 | 18 Months | NO
840-0085 | GX840 35'Cds/460V/3Ph/2Hp/Ex Pr/Bronze Impeller | GX840 35'Cds/460V/3Ph/2Hp/Ex Pr/Bronze Impeller | https://www.zoellerpumps.com/en-us/products/grinder-pumps/commercial/840 | EA | 4047 |  | 53514453480 | 151 | LB | 32 | 12 | 15 | 18 Months | NO
840-0086 | EX840 25'Cd/230V/1Ph/2Hp/Ex Pr | EX840 25'Cd/230V/1Ph/2Hp/Ex Pr | https://www.zoellerpumps.com/en-us/products/grinder-pumps/commercial/840 | EA | 3810 |  | 53514469429 | 155 | LB | 32 | 12 | 15 | 18 Months | NO
841-0004 | E841 230V/1Ph/2Hp/cCSAus | E841 230V/1Ph/2Hp/cCSAus | https://www.zoellerpumps.com/en-us/products/grinder-pumps/commercial/841-842 | EA | 2718 |  | 53514152284 | 137 | LB | 24.75 | 12 | 15 | 18 Months | NO
841-0005 | I841 200-208V/1Ph/2Hp/cCSAus | I841 200-208V/1Ph/2Hp/cCSAus | https://www.zoellerpumps.com/en-us/products/grinder-pumps/commercial/841-842 | EA | 2718 |  | 53514152321 | 137 | LB | 24.75 | 12 | 15 | 18 Months | NO
841-0006 | J841 200-208V/3Ph/2Hp/cCSAus | J841 200-208V/3Ph/2Hp/cCSAus | https://www.zoellerpumps.com/en-us/products/grinder-pumps/commercial/841-842 | EA | 2656 |  | 53514152338 | 132 | LB | 24.75 | 12 | 15 | 18 Months | NO
841-0007 | F841 230V/3Ph/2Hp/cCSAus | F841 230V/3Ph/2Hp/cCSAus | https://www.zoellerpumps.com/en-us/products/grinder-pumps/commercial/841-842 | EA | 2656 |  | 53514152345 | 132 | LB | 24.75 | 12 | 15 | 18 Months | NO
841-0008 | G841 460V/3Ph/2Hp/cCSAus | G841 460V/3Ph/2Hp/cCSAus | https://www.zoellerpumps.com/en-us/products/grinder-pumps/commercial/841-842 | EA | 2656 |  | 53514152369 | 132 | LB | 24.75 | 12 | 15 | 18 Months | NO
841-0010 | J841 35'Cd/200-208V/3Ph/2Hp/cCSAus | J841 35'Cd/200-208V/3Ph/2Hp/cCSAus | https://www.zoellerpumps.com/en-us/products/grinder-pumps/commercial/841-842 | EA | 2766 |  | 53514161064 | 135 | LB | 24.75 | 12 | 15 | 18 Months | NO
841-0011 | I841 35'Cd/200-208V/1Ph/2Hp/cCSAus | I841 35'Cd/200-208V/1Ph/2Hp/cCSAus | https://www.zoellerpumps.com/en-us/products/grinder-pumps/commercial/841-842 | EA | 2828 |  | 53514170325 | 139 | LB | 24.75 | 12 | 15 | 18 Months | NO
841-0012 | J841 50'Cd/200-208V/3Ph/2Hp/cCSAus | J841 50'Cd/200-208V/3Ph/2Hp/cCSAus | https://www.zoellerpumps.com/en-us/products/grinder-pumps/commercial/841-842 | EA | 2866 |  | 53514170547 | 138 | LB | 24.75 | 12 | 15 | 18 Months | NO
841-0013 | E841 50'Cd/230V/1Ph/2Hp/cCSAus | E841 50'Cd/230V/1Ph/2Hp/cCSAus | https://www.zoellerpumps.com/en-us/products/grinder-pumps/commercial/841-842 | EA | 2928 |  | 53514185381 | 143 | LB | 24.75 | 12 | 15 | 18 Months | NO
841-0014 | F841 35'Cd/230V/3Ph/2Hp/cCSAus | F841 35'Cd/230V/3Ph/2Hp/cCSAus | https://www.zoellerpumps.com/en-us/products/grinder-pumps/commercial/841-842 | EA | 2766 |  | 53514191634 | 132 | LB | 24.75 | 12 | 15 | 18 Months | NO
841-0015 | G841 50'Cd/460V/3Ph/2Hp/cCSAus | G841 50'Cd/460V/3Ph/2Hp/cCSAus | https://www.zoellerpumps.com/en-us/products/grinder-pumps/commercial/841-842 | EA | 2866 |  | 53514204365 | 142 | LB | 24.75 | 12 | 15 | 18 Months | NO
841-0016 | E841 35'Cd/230V/1Ph/cCSAus | E841 35'Cd/230V/1Ph/cCSAus | https://www.zoellerpumps.com/en-us/products/grinder-pumps/commercial/841-842 | EA | 2828 |  | 53514206161 | 139 | LB | 24.75 | 12 | 15 | 18 Months | NO
841-0017 | EX841 230V/1Ph/2Hp/Ex Pr/cFMus/CSA | EX841 230V/1Ph/2Hp/Ex Pr/cFMus/CSA | https://www.zoellerpumps.com/en-us/products/grinder-pumps/commercial/841-842 | EA | 3857 |  | 53514268688 | 155 | LB | 32 | 12 | 15 | 18 Months | NO
841-0018 | IX841 200-208V/1Ph/2Hp/Ex Pr/cFMus/CSA | IX841 200-208V/1Ph/2Hp/Ex Pr/cFMus/CSA | https://www.zoellerpumps.com/en-us/products/grinder-pumps/commercial/841-842 | EA | 3857 |  | 53514268701 | 155 | LB | 32 | 12 | 15 | 18 Months | NO
841-0019 | JX841 200-208V/3Ph/2Hp/Ex Pr/cFMus/CSA | JX841 200-208V/3Ph/2Hp/Ex Pr/cFMus/CSA | https://www.zoellerpumps.com/en-us/products/grinder-pumps/commercial/841-842 | EA | 3794 |  | 53514268725 | 151 | LB | 32 | 12 | 15 | 18 Months | NO
841-0020 | FX841 230V/3Ph/2Hp/Ex Pr/cFMus/CSA | FX841 230V/3Ph/2Hp/Ex Pr/cFMus/CSA | https://www.zoellerpumps.com/en-us/products/grinder-pumps/commercial/841-842 | EA | 3794 |  | 53514268749 | 151 | LB | 32 | 12 | 15 | 18 Months | NO
841-0021 | GX841 460V/3Ph/2Hp/Ex Pr/cFMus/CSA | GX841 460V/3Ph/2Hp/Ex Pr/cFMus/CSA | https://www.zoellerpumps.com/en-us/products/grinder-pumps/commercial/841-842 | EA | 3794 |  | 53514268763 | 151 | LB | 32 | 12 | 15 | 18 Months | NO
841-0026 | J841 25'Cd/200-208V/3Ph/2Hp/cCSAus | J841 25'Cd/200-208V/3Ph/2Hp/cCSAus | https://www.zoellerpumps.com/en-us/products/grinder-pumps/commercial/841-842 | EA | 2706 |  | 53514302757 | 134 | LB | 24.75 | 12 | 15 | 18 Months | NO
841-0032 | G841 35'Cd/460V/3Ph/2Hp/cCSAus | G841 35'Cd/460V/3Ph/2Hp/cCSAus | https://www.zoellerpumps.com/en-us/products/grinder-pumps/commercial/841-842 | EA | 2766 |  | 53514314637 | 142 | LB | 24.75 | 12 | 15 | 18 Months | NO
841-0033 | E841 25'Cd/230V/1Ph/cCSAus | E841 25'Cd/230V/1Ph/cCSAus | https://www.zoellerpumps.com/en-us/products/grinder-pumps/commercial/841-842 | EA | 2768 |  | 53514319885 | 139 | LB | 24.75 | 12 | 15 | 18 Months | NO
841-0034 | JX841 35'Cd/200-208V/3Ph/2Hp/Ex Pr/cFMus/CSA | JX841 35'Cd/200-208V/3Ph/2Hp/Ex Pr/cFMus/CSA | https://www.zoellerpumps.com/en-us/products/grinder-pumps/commercial/841-842 | EA | 3904 |  | 53514325244 | 151 | LB | 32 | 12 | 15 | 18 Months | NO
841-0036 | IX841 50'Cd200-208V/1Ph/2Hp/Ex Pr/cFMus/CSA | IX841 50'Cd200-208V/1Ph/2Hp/Ex Pr/cFMus/CSA | https://www.zoellerpumps.com/en-us/products/grinder-pumps/commercial/841-842 | EA | 4067 |  | 53514340131 | 157 | LB | 32 | 12 | 15 | 18 Months | NO
841-0037 | F841 25'Cd/230V/3Ph/2Hp/cCSAus | F841 25'Cd/230V/3Ph/2Hp/cCSAus | https://www.zoellerpumps.com/en-us/products/grinder-pumps/commercial/841-842 | EA | 2706 |  | 53514340452 | 132 | LB | 24.75 | 12 | 15 | 18 Months | NO
841-0038 | F841 50'Cd/230V/3Ph/2Hp/cCSAus | F841 50'Cd/230V/3Ph/2Hp/cCSAus | https://www.zoellerpumps.com/en-us/products/grinder-pumps/commercial/841-842 | EA | 2866 |  | 53514349554 | 132 | LB | 24.75 | 12 | 15 | 18 Months | NO
841-0041 | EX841 35'Cd/230V/1Ph/2Hp/Ex Pr/cFMus/CSA | EX841 35'Cd/230V/1Ph/2Hp/Ex Pr/cFMus/CSA | https://www.zoellerpumps.com/en-us/products/grinder-pumps/commercial/841-842 | EA | 3967 |  | 53514404970 | 155 | LB | 32 | 12 | 15 | 18 Months | NO
841-0042 | I841 50'Cd/200-208V/1Ph/2Hp/cCSAus | I841 50'Cd/200-208V/1Ph/2Hp/cCSAus | https://www.zoellerpumps.com/en-us/products/grinder-pumps/commercial/841-842 | EA | 2928 |  | 53514438135 | 137 | LB | 24.75 | 12 | 15 | 18 Months | NO
841-0043 | G841 25'Cd/460V/3Ph/2Hp/cCSAus | G841 25'Cd/460V/3Ph/2Hp/cCSAus | https://www.zoellerpumps.com/en-us/products/grinder-pumps/commercial/841-842 | EA | 2706 |  | 53514440848 | 142 | LB | 24.75 | 12 | 15 | 18 Months | NO
841-0044 | EX841 50'Cd/230V/1Ph/2Hp/Ex Pr | EX841 50'Cd/230V/1Ph/2Hp/Ex Pr | https://www.zoellerpumps.com/en-us/products/grinder-pumps/commercial/841-842 | EA | 4067 |  | 53514469030 | 155 | LB | 32 | 12 | 15 | 18 Months | NO
842-0004 | E842 230V/1Ph/2Hp/cCSAus | E842 230V/1Ph/2Hp/cCSAus | https://www.zoellerpumps.com/en-us/products/grinder-pumps/commercial/841-842 | EA | 2718 |  | 53514196370 | 137 | LB | 24.75 | 12 | 15 | 18 Months | NO
842-0005 | I842 200-208V/1Ph/2Hp/cCSAus | I842 200-208V/1Ph/2Hp/cCSAus | https://www.zoellerpumps.com/en-us/products/grinder-pumps/commercial/841-842 | EA | 2718 |  | 53514196387 | 137 | LB | 24.75 | 12 | 15 | 18 Months | NO
842-0006 | J842 200-208V/3Ph/2Hp/cCSAus | J842 200-208V/3Ph/2Hp/cCSAus | https://www.zoellerpumps.com/en-us/products/grinder-pumps/commercial/841-842 | EA | 2656 |  | 53514196394 | 132 | LB | 24.75 | 12 | 15 | 18 Months | NO
842-0007 | F842 230V/3Ph/2Hp/cCSAus | F842 230V/3Ph/2Hp/cCSAus | https://www.zoellerpumps.com/en-us/products/grinder-pumps/commercial/841-842 | EA | 2656 |  | 53514196400 | 132 | LB | 24.75 | 12 | 15 | 18 Months | NO
842-0008 | G842 460V/3Ph/2Hp/cCSAus | G842 460V/3Ph/2Hp/cCSAus | https://www.zoellerpumps.com/en-us/products/grinder-pumps/commercial/841-842 | EA | 2656 |  | 53514196417 | 132 | LB | 24.75 | 12 | 15 | 18 Months | NO
842-0010 | G842 35'Cd/460V/3Ph/2Hp/cCSAus | G842 35'Cd/460V/3Ph/2Hp/cCSAus | https://www.zoellerpumps.com/en-us/products/grinder-pumps/commercial/841-842 | EA | 2766 |  | 53514238575 | 132 | LB | 24.75 | 12 | 15 | 18 Months | NO
842-0011 | EX842 230V/1Ph/2Hp/Ex Pr/cFMus/CSA | EX842 230V/1Ph/2Hp/Ex Pr/cFMus/CSA | https://www.zoellerpumps.com/en-us/products/grinder-pumps/commercial/841-842 | EA | 3857 |  | 53514268923 | 155 | LB | 32 | 12 | 15 | 18 Months | NO
842-0012 | IX842 200-208V/1Ph/2Hp/Ex Pr/cFMus/CSA | IX842 200-208V/1Ph/2Hp/Ex Pr/cFMus/CSA | https://www.zoellerpumps.com/en-us/products/grinder-pumps/commercial/841-842 | EA | 3857 |  | 53514268947 | 155 | LB | 32 | 12 | 15 | 18 Months | NO
842-0013 | JX842 200-208V/3Ph/2Hp/Ex Pr/cFMus/CSA | JX842 200-208V/3Ph/2Hp/Ex Pr/cFMus/CSA | https://www.zoellerpumps.com/en-us/products/grinder-pumps/commercial/841-842 | EA | 3794 |  | 53514268961 | 151 | LB | 32 | 12 | 15 | 18 Months | NO
842-0014 | FX842 230V/3Ph/2Hp/Ex Pr/cFMus/CSA | FX842 230V/3Ph/2Hp/Ex Pr/cFMus/CSA | https://www.zoellerpumps.com/en-us/products/grinder-pumps/commercial/841-842 | EA | 3794 |  | 53514268985 | 151 | LB | 32 | 12 | 15 | 18 Months | NO
842-0015 | GX842 460V/3Ph/2Hp/Ex Pr/cFMus/CSA | GX842 460V/3Ph/2Hp/Ex Pr/cFMus/CSA | https://www.zoellerpumps.com/en-us/products/grinder-pumps/commercial/841-842 | EA | 3794 |  | 53514269005 | 151 | LB | 32 | 12 | 15 | 18 Months | NO
842-0017 | E842 35'Cd/230V/1Ph/2Hp/cCSAus | E842 35'Cd/230V/1Ph/2Hp/cCSAus | https://www.zoellerpumps.com/en-us/products/grinder-pumps/commercial/841-842 | EA | 2828 |  | 53514282097 | 137 | LB | 24.75 | 12 | 15 | 18 Months | NO
842-0019 | F842 50'Cd/230V/3Ph/2Hp/cCSAus | F842 50'Cd/230V/3Ph/2Hp/cCSAus | https://www.zoellerpumps.com/en-us/products/grinder-pumps/commercial/841-842 | EA | 2866 |  | 53514310806 | 132 | LB | 24.75 | 12 | 15 | 18 Months | NO
842-0021 | EX842 50'Cds/230V/1Ph/2Hp/Ex Pr/cFMus/CSA | EX842 50'Cds/230V/1Ph/2Hp/Ex Pr/cFMus/CSA | https://www.zoellerpumps.com/en-us/products/grinder-pumps/commercial/841-842 | EA | 4067 |  | 53514331887 | 157 | LB | 32 | 12 | 15 | 18 Months | NO
842-0022 | I842 35'Cd/200-208V/1Ph/2Hp/cCSAus | I842 35'Cd/200-208V/1Ph/2Hp/cCSAus | https://www.zoellerpumps.com/en-us/products/grinder-pumps/commercial/841-842 | EA | 2828 |  | 53514341275 | 137 | LB | 24.75 | 12 | 15 | 18 Months | NO
842-0023 | E842 25'Cd/230V/1Ph/2Hp/cCSAus | E842 25'Cd/230V/1Ph/2Hp/cCSAus | https://www.zoellerpumps.com/en-us/products/grinder-pumps/commercial/841-842 | EA | 2768 |  | 53514353209 | 137 | LB | 24.75 | 12 | 15 | 18 Months | NO
842-0024 | E842 50'Cd/230V/1Ph/2Hp/cCSAus | E842 50'Cd/230V/1Ph/2Hp/cCSAus | https://www.zoellerpumps.com/en-us/products/grinder-pumps/commercial/841-842 | EA | 2928 |  | 53514438555 | 137 | LB | 24.75 | 12 | 15 | 18 Months | YES
842-0025 | I842 50'Cd/200-208V/1Ph/2Hp/cCSAus | I842 50'Cd/200-208V/1Ph/2Hp/cCSAus | https://www.zoellerpumps.com/en-us/products/grinder-pumps/commercial/841-842 | EA | 2928 |  | 53514438562 | 137 | LB | 24.75 | 12 | 15 | 18 Months | NO
842-0026 | J842 50'Cd/200-208V/3Ph/2Hp/cCSAus | J842 50'Cd/200-208V/3Ph/2Hp/cCSAus | https://www.zoellerpumps.com/en-us/products/grinder-pumps/commercial/841-842 | EA | 2866 |  | 53514438579 | 132 | LB | 24.75 | 12 | 15 | 18 Months | NO
842-0027 | G842 50'Cd/460V/3Ph/2Hp/cCSAus | G842 50'Cd/460V/3Ph/2Hp/cCSAus | https://www.zoellerpumps.com/en-us/products/grinder-pumps/commercial/841-842 | EA | 2866 |  | 53514438586 | 132 | LB | 24.75 | 12 | 15 | 18 Months | NO
900-0001 | Sys,Sump-M53/PSF18X22/PSF Cvr-3V1.5D/Dlx Radon | Sys,Sump-M53/PSF18X22/PSF Cvr-3V1.5D/Dlx Radon | https://www.zoellerpumps.com/en-us/products/package-systems/900-series | EA | 467 |  | 53514145019 | 48 | LB | 24 | 21 | 21 | 36 Months | NO
900-0002 | Sys,Sump-M53/P18X22/Polycvr-2V1.5D/Standard | Sys,Sump-M53/P18X22/Polycvr-2V1.5D/Standard | https://www.zoellerpumps.com/en-us/products/package-systems/900-series | EA | 448 |  | 53514145026 | 53 | LB | 24 | 21 | 21 | 36 Months | NO
900-0003 | Sys,Sump-M72/Poly 18X22/Poly Cvr-2V1.5D/Econo | Sys,Sump-M72/Poly 18X22/Poly Cvr-2V1.5D/Econo | https://www.zoellerpumps.com/en-us/products/package-systems/900-series | EA | 444 |  | 53514145033 | 44 | LB | 24 | 21 | 21 | 18 Months | NO
910-0005 | Sys,Sew-M267/PSF18X30-2V2D/2" Check | Sys,Sew-M267/PSF18X30-2V2D/2" Check | https://www.zoellerpumps.com/en-us/products/package-systems/910-sewage | EA | 730 |  | 53514024710 | 77 | LB | 36 | 22 | 22 | 36 Months | PUMP ONLY
910-0006 | Sys,Sew-D267/PSF18X30-2V2D/2" Check | Sys,Sew-D267/PSF18X30-2V2D/2" Check | https://www.zoellerpumps.com/en-us/products/package-systems/910-sewage | EA | 806 |  | 53514024727 | 77 | LB | 36 | 22 | 22 | 36 Months | PUMP ONLY
910-0007 | Sys,Sew-M267/PSF18X30-3V2D/2" Check | Sys,Sew-M267/PSF18X30-3V2D/2" Check | https://www.zoellerpumps.com/en-us/products/package-systems/910-sewage | EA | 730 |  | 53514024734 | 77 | LB | 36 | 22 | 22 | 36 Months | PUMP ONLY
910-0008 | Sys,Sew-D267/PSF18X30-3V2D/2" Check | Sys,Sew-D267/PSF18X30-3V2D/2" Check | https://www.zoellerpumps.com/en-us/products/package-systems/910-sewage | EA | 808 |  | 53514024741 | 77 | LB | 36 | 22 | 22 | 36 Months | PUMP ONLY
910-0009 | Sys,Sew-M267/F18X30-2V2D/2" Check | Sys,Sew-M267/F18X30-2V2D/2" Check | https://www.zoellerpumps.com/en-us/products/package-systems/910-sewage | EA | 770 |  | 53514024758 | 88 | LB | 36 | 22 | 22 | 36 Months | PUMP ONLY
910-0010 | Sys,Sew-D267/F18X30-2V2D/2" Check | Sys,Sew-D267/F18X30-2V2D/2" Check | https://www.zoellerpumps.com/en-us/products/package-systems/910-sewage | EA | 741 |  | 53514024765 | 88 | LB | 36 | 22 | 22 | 36 Months | PUMP ONLY
910-0011 | Sys,Sew-M267/F18X30-3V2D/2" Check | Sys,Sew-M267/F18X30-3V2D/2" Check | https://www.zoellerpumps.com/en-us/products/package-systems/910-sewage | EA | 673 |  | 53514024772 | 88 | LB | 36 | 22 | 22 | 36 Months | PUMP ONLY
910-0012 | Sys,Sew-D267/F18X30-3V2D/2" Check | Sys,Sew-D267/F18X30-3V2D/2" Check | https://www.zoellerpumps.com/en-us/products/package-systems/910-sewage | EA | 741 |  | 53514024789 | 88 | LB | 36 | 22 | 22 | 36 Months | PUMP ONLY
910-0014 | Sys,Sew-M267/PSF18X30-3V3D/2" Check | Sys,Sew-M267/PSF18X30-3V3D/2" Check | https://www.zoellerpumps.com/en-us/products/package-systems/910-sewage | EA | 635 |  | 53514024796 | 82 | LB | 36 | 22 | 22 | 36 Months | PUMP ONLY
910-0016 | Sys,Sew-M267/P18X30-2V2D/2" Check12 Gauge Solid Cover | Sys,Sew-M267/P18X30-2V2D/2" Check12 Gauge Solid Cover | https://www.zoellerpumps.com/en-us/products/package-systems/910-sewage | EA | 665 |  | 53514024819 | 83 | LB | 36 | 22 | 22 | 36 Months | PUMP ONLY
910-0018 | Sys,Sew-M267/P18X30-2V2D/2" Check | Sys,Sew-M267/P18X30-2V2D/2" Check | https://www.zoellerpumps.com/en-us/products/package-systems/910-sewage | EA | 666 |  | 53514024833 | 82 | LB | 36 | 22 | 22 | 36 Months | PUMP ONLY
910-0019 | Sys,Sew-D267/P18X30-2V2D/2" Check | Sys,Sew-D267/P18X30-2V2D/2" Check | https://www.zoellerpumps.com/en-us/products/package-systems/910-sewage | EA | 646 |  | 53514024840 | 82 | LB | 36 | 22 | 22 | 36 Months | PUMP ONLY
910-0020 | Sys,Sew-M267/P18X30-3V2D/2" Check | Sys,Sew-M267/P18X30-3V2D/2" Check | https://www.zoellerpumps.com/en-us/products/package-systems/910-sewage | EA | 570 |  | 53514024857 | 82 | LB | 36 | 22 | 22 | 36 Months | PUMP ONLY
910-0021 | Sys,Sew-D267/P18X30-3V2D/2" Check | Sys,Sew-D267/P18X30-3V2D/2" Check | https://www.zoellerpumps.com/en-us/products/package-systems/910-sewage | EA | 638 |  | 53514024864 | 82 | LB | 36 | 22 | 22 | 36 Months | PUMP ONLY
910-0023 | Sys,Sew-BN264/P18X30-2V2D/2" PlasticCheck | Sys,Sew-BN264/P18X30-2V2D/2" PlasticCheck | https://www.zoellerpumps.com/en-us/products/package-systems/910-sewage | EA | 576 |  | 53514062767 | 61 | LB | 36 | 22 | 22 | 36 Months | PUMP ONLY
910-0024 | Sys,Sew-BN267/P18X30-2V2D/2" Check | Sys,Sew-BN267/P18X30-2V2D/2" Check | https://www.zoellerpumps.com/en-us/products/package-systems/910-sewage | EA | 626 |  | 53514062774 | 76 | LB | 36 | 22 | 22 | 36 Months | PUMP ONLY
910-0026 | Sys,Sew-BN267/P18X30-2V2D/2" Check4" Hub | Sys,Sew-BN267/P18X30-2V2D/2" Check4" Hub | https://www.zoellerpumps.com/en-us/products/package-systems/910-sewage | EA | 704 |  | 53514091521 | 76 | LB | 36 | 22 | 22 | 36 Months | PUMP ONLY
910-0030 | Sys,Sew-M264/PSF30X36/2V2D/2"Check W-Ball Valve | Sys,Sew-M264/PSF30X36/2V2D/2"Check W-Ball Valve | https://www.zoellerpumps.com/en-us/products/package-systems/910-sewage | EA | 2608 |  | 53514137984 | 156 | LB | 42 | 40 | 48 | 36 Months | PUMP ONLY
910-0031 | Sys,Sew-M267/PSF 30X36/2V2D/2"Check W-Ball Valve | Sys,Sew-M267/PSF 30X36/2V2D/2"Check W-Ball Valve | https://www.zoellerpumps.com/en-us/products/package-systems/910-sewage | EA | 2641 |  | 53514137991 | 178 | LB | 42 | 40 | 48 | 36 Months | PUMP ONLY
912-0005 | Sys,Sew-BN264/P18X30-2V2D/MFS | Sys,Sew-BN264/P18X30-2V2D/MFS | https://www.zoellerpumps.com/en-us/products/package-systems/912-preassembled | EA | 585 |  | 53514025267 | 56 | LB | 36 | 22 | 22 | 36 Months | PUMP ONLY
912-0006 | Sys,Sew-M264/P18X30-2V2D/10T | Sys,Sew-M264/P18X30-2V2D/10T | https://www.zoellerpumps.com/en-us/products/package-systems/912-preassembled | EA | 652 |  | 53514025274 | 65 | LB | 36 | 22 | 22 | 36 Months | PUMP ONLY
912-0007 | Sys,Sew-M264/P18X30-2V2D | Sys,Sew-M264/P18X30-2V2D | https://www.zoellerpumps.com/en-us/products/package-systems/912-preassembled | EA | 585 |  | 53514025885 | 56 | LB | 36 | 22 | 22 | 36 Months | PUMP ONLY
912-0008 | Sys,Sew-M264/F18X30-2V2D | Sys,Sew-M264/F18X30-2V2D | https://www.zoellerpumps.com/en-us/products/package-systems/912-preassembled | EA | 675 |  | 53514025892 | 71 | LB | 36 | 22 | 22 | 36 Months | PUMP ONLY
912-0009 | Sys,Sew-M264/F18X30-2V2D/10T | Sys,Sew-M264/F18X30-2V2D/10T | https://www.zoellerpumps.com/en-us/products/package-systems/912-preassembled | EA | 721 |  | 53514025908 | 75 | LB | 36 | 22 | 22 | 36 Months | PUMP ONLY
912-0010 | Sys,Sew-M266/P18X30-2V2D | Sys,Sew-M266/P18X30-2V2D | https://www.zoellerpumps.com/en-us/products/package-systems/912-preassembled | EA | 618 |  | 53514025915 | 61 | LB | 36 | 22 | 22 | 36 Months | PUMP ONLY
912-0011 | Sys,Sew-M266/P18X30-2V2D/10T | Sys,Sew-M266/P18X30-2V2D/10T | https://www.zoellerpumps.com/en-us/products/package-systems/912-preassembled | EA | 632 |  | 53514025922 | 65 | LB | 36 | 22 | 22 | 36 Months | PUMP ONLY
912-0012 | Sys,Sew-M266/F18X30-2V2D | Sys,Sew-M266/F18X30-2V2D | https://www.zoellerpumps.com/en-us/products/package-systems/912-preassembled | EA | 736 |  | 53514025939 | 74 | LB | 36 | 22 | 22 | 36 Months | PUMP ONLY
912-0013 | Sys,Sew-M266/F18X30-2V2D/10T | Sys,Sew-M266/F18X30-2V2D/10T | https://www.zoellerpumps.com/en-us/products/package-systems/912-preassembled | EA | 746 |  | 53514025960 | 77 | LB | 36 | 22 | 22 | 36 Months | PUMP ONLY
912-0015 | Sys,Sew-BN264/F18X30-2V2D/MFS | Sys,Sew-BN264/F18X30-2V2D/MFS | https://www.zoellerpumps.com/en-us/products/package-systems/912-preassembled | EA | 684 |  | 53514025984 | 73 | LB | 36 | 22 | 22 | 36 Months | PUMP ONLY
912-0016 | Sys,Sew-BN264/F18X30-2V2D/10T/MFS | Sys,Sew-BN264/F18X30-2V2D/10T/MFS | https://www.zoellerpumps.com/en-us/products/package-systems/912-preassembled | EA | 781 |  | 53514025991 | 78 | LB | 36 | 22 | 22 | 36 Months | PUMP ONLY
912-0017 | Sys,Sew-BN266/PSF18X30-2V2D/MFS | Sys,Sew-BN266/PSF18X30-2V2D/MFS | https://www.zoellerpumps.com/en-us/products/package-systems/912-preassembled | EA | 659 |  | 53514026004 | 61 | LB | 36 | 22 | 22 | 36 Months | PUMP ONLY
912-0018 | Sys,Sew-BN266/P18X30-2V2D/10T/MFS | Sys,Sew-BN266/P18X30-2V2D/10T/MFS | https://www.zoellerpumps.com/en-us/products/package-systems/912-preassembled | EA | 731 |  | 53514026011 | 67 | LB | 36 | 22 | 22 | 36 Months | PUMP ONLY
912-0019 | Sys,Sew-BN266/F18X30-2V2D/MFS | Sys,Sew-BN266/F18X30-2V2D/MFS | https://www.zoellerpumps.com/en-us/products/package-systems/912-preassembled | EA | 799 |  | 53514026028 | 75 | LB | 36 | 22 | 22 | 36 Months | PUMP ONLY
912-0020 | Sys,Sew-BN266/F18X30-2V2D/10T/MFS | Sys,Sew-BN266/F18X30-2V2D/10T/MFS | https://www.zoellerpumps.com/en-us/products/package-systems/912-preassembled | EA | 804 |  | 53514026035 | 79 | LB | 36 | 22 | 22 | 36 Months | PUMP ONLY
912-0021 | Sys,Sew-M264/P18X30-3V2D | Sys,Sew-M264/P18X30-3V2D | https://www.zoellerpumps.com/en-us/products/package-systems/912-preassembled | EA | 585 |  | 53514026042 | 56 | LB | 36 | 22 | 22 | 36 Months | PUMP ONLY
912-0022 | Sys,Sew-M264/P18X30-3V2D/10T | Sys,Sew-M264/P18X30-3V2D/10T | https://www.zoellerpumps.com/en-us/products/package-systems/912-preassembled | EA | 609 |  | 53514026059 | 63 | LB | 36 | 22 | 22 | 36 Months | PUMP ONLY
912-0023 | Sys,Sew-M264/F18X30-3V2D | Sys,Sew-M264/F18X30-3V2D | https://www.zoellerpumps.com/en-us/products/package-systems/912-preassembled | EA | 677 |  | 53514026066 | 71 | LB | 36 | 22 | 22 | 36 Months | PUMP ONLY
912-0024 | Sys,Sew-M264/F18X30-3V2D/10T | Sys,Sew-M264/F18X30-3V2D/10T | https://www.zoellerpumps.com/en-us/products/package-systems/912-preassembled | EA | 723 |  | 53514026073 | 75 | LB | 36 | 22 | 22 | 36 Months | PUMP ONLY
912-0025 | Sys,Sew-M266/P18X30-3V2D | Sys,Sew-M266/P18X30-3V2D | https://www.zoellerpumps.com/en-us/products/package-systems/912-preassembled | EA | 662 |  | 53514026080 | 61 | LB | 36 | 22 | 22 | 36 Months | PUMP ONLY
912-0026 | Sys,Sew-M266/P18X30-3V2D/10T | Sys,Sew-M266/P18X30-3V2D/10T | https://www.zoellerpumps.com/en-us/products/package-systems/912-preassembled | EA | 633 |  | 53514026097 | 65 | LB | 36 | 22 | 22 | 36 Months | PUMP ONLY
912-0027 | Sys,Sew-M266/F18X30-3V2D | Sys,Sew-M266/F18X30-3V2D | https://www.zoellerpumps.com/en-us/products/package-systems/912-preassembled | EA | 701 |  | 53514026103 | 74 | LB | 36 | 22 | 22 | 36 Months | PUMP ONLY
912-0028 | Sys,Sew-M266/F18X30-3V2D/10T | Sys,Sew-M266/F18X30-3V2D/10T | https://www.zoellerpumps.com/en-us/products/package-systems/912-preassembled | EA | 747 |  | 53514026110 | 79 | LB | 36 | 22 | 22 | 36 Months | PUMP ONLY
912-0029 | Sys,Sew-BN264/P18X30-3V2D/MFS | Sys,Sew-BN264/P18X30-3V2D/MFS | https://www.zoellerpumps.com/en-us/products/package-systems/912-preassembled | EA | 620 |  | 53514026127 | 56 | LB | 36 | 22 | 22 | 36 Months | PUMP ONLY
912-0030 | Sys,Sew-BN264/P18X30-3V2D/10T/MFS | Sys,Sew-BN264/P18X30-3V2D/10T/MFS | https://www.zoellerpumps.com/en-us/products/package-systems/912-preassembled | EA | 615 |  | 53514026134 | 65 | LB | 36 | 22 | 22 | 36 Months | PUMP ONLY
912-0031 | Sys,Sew-BN264/F18X30-3V2D/MFS | Sys,Sew-BN264/F18X30-3V2D/MFS | https://www.zoellerpumps.com/en-us/products/package-systems/912-preassembled | EA | 684 |  | 53514026141 | 73 | LB | 36 | 22 | 22 | 36 Months | PUMP ONLY
912-0032 | Sys,Sew-BN264/F18X30-3V2D/10T/MFS | Sys,Sew-BN264/F18X30-3V2D/10T/MFS | https://www.zoellerpumps.com/en-us/products/package-systems/912-preassembled | EA | 730 |  | 53514026158 | 77 | LB | 36 | 22 | 22 | 36 Months | PUMP ONLY
912-0033 | Sys,Sew-BN266/P18X30-3V2D/MFS | Sys,Sew-BN266/P18X30-3V2D/MFS | https://www.zoellerpumps.com/en-us/products/package-systems/912-preassembled | EA | 698 |  | 53514026165 | 61 | LB | 36 | 22 | 22 | 36 Months | PUMP ONLY
912-0034 | Sys,Sew-BN266/P18X30-3V2D/10T/MFS | Sys,Sew-BN266/P18X30-3V2D/10T/MFS | https://www.zoellerpumps.com/en-us/products/package-systems/912-preassembled | EA | 642 |  | 53514026172 | 67 | LB | 36 | 22 | 22 | 36 Months | PUMP ONLY
912-0035 | Sys,Sew-BN266/F18X30-3V2D/MFS | Sys,Sew-BN266/F18X30-3V2D/MFS | https://www.zoellerpumps.com/en-us/products/package-systems/912-preassembled | EA | 721 |  | 53514026189 | 75 | LB | 36 | 22 | 22 | 36 Months | PUMP ONLY
912-0036 | Sys,Sew-BN266/F18X30-3V2D/10T/MFS | Sys,Sew-BN266/F18X30-3V2D/10T/MFS | https://www.zoellerpumps.com/en-us/products/package-systems/912-preassembled | EA | 757 |  | 53514026196 | 79 | LB | 36 | 22 | 22 | 36 Months | PUMP ONLY
912-0055 | Sys,Sew-BN264/P18X30/2D 2"Integral Vent/MFS | Sys,Sew-BN264/P18X30/2D 2"Integral Vent/MFS | https://www.zoellerpumps.com/en-us/products/package-systems/912-preassembled | EA | 610 |  | 53514088217 | 50 | LB | 36 | 22 | 22 | 36 Months | PUMP ONLY
912-0056 | Sys,Sew-BN266/P18X30/2D 2"Integral Vent/MFS | Sys,Sew-BN266/P18X30/2D 2"Integral Vent/MFS | https://www.zoellerpumps.com/en-us/products/package-systems/912-preassembled | EA | 712 |  | 53514088224 | 55 | LB | 36 | 22 | 22 | 36 Months | PUMP ONLY
912-0061 | Sys,Sew-M264/PSF18X30-2V2D | Sys,Sew-M264/PSF18X30-2V2D | https://www.zoellerpumps.com/en-us/products/package-systems/912-preassembled | EA | 664 |  | 53514106874 | 59 | LB | 36 | 22 | 22 | 36 Months | PUMP ONLY
912-0063 | Sys,Sew-M266/PSF18X30/2V2D | Sys,Sew-M266/PSF18X30/2V2D | https://www.zoellerpumps.com/en-us/products/package-systems/912-preassembled | EA | 681 |  | 53514106904 | 64 | LB | 36 | 22 | 22 | 36 Months | PUMP ONLY
912-0065 | Sys,Sew-BN264/PSF18X30-2V2D/MFS | Sys,Sew-BN264/PSF18X30-2V2D/MFS | https://www.zoellerpumps.com/en-us/products/package-systems/912-preassembled | EA | 695 |  | 53514106935 | 59 | LB | 36 | 22 | 22 | 36 Months | PUMP ONLY
912-0067 | Sys,Sew-BN266/PSF18X30-2V2D/MFS | Sys,Sew-BN266/PSF18X30-2V2D/MFS | https://www.zoellerpumps.com/en-us/products/package-systems/912-preassembled | EA | 720 |  | 53514106966 | 64 | LB | 36 | 22 | 22 | 36 Months | PUMP ONLY
912-0069 | Sys,Sew-M264/P18X30/2D 2"Integral Vent | Sys,Sew-M264/P18X30/2D 2"Integral Vent | https://www.zoellerpumps.com/en-us/products/package-systems/912-preassembled | EA | 610 |  | 53514121587 | 50 | LB | 36 | 22 | 22 | 36 Months | PUMP ONLY
912-0070 | Sys,Sew-M266/P18X30/2D 2"Integral Vent | Sys,Sew-M266/P18X30/2D 2"Integral Vent | https://www.zoellerpumps.com/en-us/products/package-systems/912-preassembled | EA | 634 |  | 53514121594 | 55 | LB | 36 | 22 | 22 | 36 Months | PUMP ONLY
912-0071 | Sys,Sew-BN266/PSF18X30/2V2D/PSF Split/MFS/Black Iron Pipe | Sys,Sew-BN266/PSF18X30/2V2D/PSF Split/MFS/Black Iron Pipe | https://www.zoellerpumps.com/en-us/products/package-systems/912-preassembled | EA | 775 |  | 53514122843 | 63 | LB | 36 | 22 | 22 | 36 Months | PUMP ONLY
912-0072 | Sys,Sew-BN266/PSF18X30/3V3D/PSF Split/MFS/Black Iron Pipe | Sys,Sew-BN266/PSF18X30/3V3D/PSF Split/MFS/Black Iron Pipe | https://www.zoellerpumps.com/en-us/products/package-systems/912-preassembled | EA | 779 |  | 53514122850 | 63 | LB | 36 | 22 | 22 | 36 Months | PUMP ONLY
912-0073 | Sys,Sew-M211/PSF18X30-2V2D | Sys,Sew-M211/PSF18X30-2V2D | https://www.zoellerpumps.com/en-us/products/package-systems/912-preassembled | EA | 478 |  | 53514133023 | 39 | LB | 36 | 22 | 22 | 18 Months | PUMP ONLY
912-0074 | Sys,Sew-BN211/P18X30-2V2D | Sys,Sew-BN211/P18X30-2V2D | https://www.zoellerpumps.com/en-us/products/package-systems/912-preassembled | EA | 480 |  | 53514133139 | 39 | LB | 36 | 22 | 22 | 18 Months | PUMP ONLY
912-0077 | Sys,Sew-M264/P18X30-2V2D/10T/W-Alarm | Sys,Sew-M264/P18X30-2V2D/10T/W-Alarm | https://www.zoellerpumps.com/en-us/products/package-systems/912-preassembled | EA | 808 |  | 53514141301 | 67 | LB | 36 | 22 | 22 | 36 Months | PUMP ONLY
912-0078 | Sys,Sew-M264/P24X36-2V2D | Sys,Sew-M264/P24X36-2V2D | https://www.zoellerpumps.com/en-us/products/package-systems/912-preassembled | EA | 983 |  | 53514141844 | 82 | LB | 42 | 28 | 28 | 36 Months | PUMP ONLY
912-0079 | Sys,Sew-M266/P24X36-2V2D | Sys,Sew-M266/P24X36-2V2D | https://www.zoellerpumps.com/en-us/products/package-systems/912-preassembled | EA | 989 |  | 53514141851 | 87 | LB | 42 | 28 | 28 | 36 Months | PUMP ONLY
912-0080 | Sys,Sew-BN264/P24X36-2V2D/MFS | Sys,Sew-BN264/P24X36-2V2D/MFS | https://www.zoellerpumps.com/en-us/products/package-systems/912-preassembled | EA | 983 |  | 53514141868 | 82 | LB | 42 | 28 | 28 | 36 Months | PUMP ONLY
912-0081 | Sys,Sew-BN266/P24X36-2V2D/MFS | Sys,Sew-BN266/P24X36-2V2D/MFS | https://www.zoellerpumps.com/en-us/products/package-systems/912-preassembled | EA | 1042 |  | 53514141875 | 87 | LB | 42 | 28 | 28 | 36 Months | PUMP ONLY
912-0082 | Sys,Sew-M264/PSF18X30/Underground | Sys,Sew-M264/PSF18X30/Underground | https://www.zoellerpumps.com/en-us/products/package-systems/912-preassembled | EA | 617 |  | 53514144654 | 61 | LB | 36 | 22 | 22 | 36 Months | PUMP ONLY
912-0083 | Sys,Sew-BN264/PSF18X30/MFS/Underground | Sys,Sew-BN264/PSF18X30/MFS/Underground | https://www.zoellerpumps.com/en-us/products/package-systems/912-preassembled | EA | 617 |  | 53514144708 | 62 | LB | 36 | 22 | 22 | 36 Months | PUMP ONLY
912-0084 | Sys,Sew-M266/PSF18X30/Underground | Sys,Sew-M266/PSF18X30/Underground | https://www.zoellerpumps.com/en-us/products/package-systems/912-preassembled | EA | 629 |  | 53514144715 | 62 | LB | 36 | 22 | 22 | 36 Months | PUMP ONLY
912-0085 | Sys,Sew-BN266/PSF/18X30/MFS/Underground | Sys,Sew-BN266/PSF/18X30/MFS/Underground | https://www.zoellerpumps.com/en-us/products/package-systems/912-preassembled | EA | 679 |  | 53514144722 | 63 | LB | 36 | 22 | 22 | 36 Months | PUMP ONLY
912-0086 | Sys,Sew-M264/PSF18X30/2V2D/Split Cvr/Premium | Sys,Sew-M264/PSF18X30/2V2D/Split Cvr/Premium | https://www.zoellerpumps.com/en-us/products/package-systems/912-preassembled | EA | 642 |  | 53514160319 | 64 | LB | 36 | 22 | 22 | 36 Months | PUMP ONLY
912-0087 | Sys,Sew-BN264/PSF18X30/2V2D/Split Cover/MFS/Premium | Sys,Sew-BN264/PSF18X30/2V2D/Split Cover/MFS/Premium | https://www.zoellerpumps.com/en-us/products/package-systems/912-preassembled | EA | 672 |  | 53514160326 | 64 | LB | 36 | 22 | 22 | 36 Months | PUMP ONLY
912-0088 | Sys,Sew-M266/PSF18X30/2V2D/Split Cover/Premium | Sys,Sew-M266/PSF18X30/2V2D/Split Cover/Premium | https://www.zoellerpumps.com/en-us/products/package-systems/912-preassembled | EA | 702 |  | 53514160333 | 69 | LB | 36 | 22 | 22 | 36 Months | PUMP ONLY
912-0089 | Sys,Sew-BN266/PSF18X30/2V2D/Split Cover/MFS/Premium | Sys,Sew-BN266/PSF18X30/2V2D/Split Cover/MFS/Premium | https://www.zoellerpumps.com/en-us/products/package-systems/912-preassembled | EA | 744 |  | 53514160340 | 69 | LB | 36 | 22 | 22 | 36 Months | PUMP ONLY
912-0090 | Sys,Sew-M264/PSF18X30/Underground/Premium | Sys,Sew-M264/PSF18X30/Underground/Premium | https://www.zoellerpumps.com/en-us/products/package-systems/912-preassembled | EA | 699 |  | 53514160456 | 72 | LB | 36 | 22 | 22 | 36 Months | PUMP ONLY
912-0091 | Sys,Sew-BN264/PSF18X30/MFS/Underground/Premium | Sys,Sew-BN264/PSF18X30/MFS/Underground/Premium | https://www.zoellerpumps.com/en-us/products/package-systems/912-preassembled | EA | 742 |  | 53514160463 | 72 | LB | 36 | 22 | 22 | 36 Months | PUMP ONLY
912-0092 | Sys,Sew-M266/PSF18X30/Underground/Premium | Sys,Sew-M266/PSF18X30/Underground/Premium | https://www.zoellerpumps.com/en-us/products/package-systems/912-preassembled | EA | 728 |  | 53514160470 | 73 | LB | 36 | 22 | 22 | 36 Months | PUMP ONLY
912-0093 | Sys,Sew-BN266/PSF18X30/MFS/Underground/Premium | Sys,Sew-BN266/PSF18X30/MFS/Underground/Premium | https://www.zoellerpumps.com/en-us/products/package-systems/912-preassembled | EA | 805 |  | 53514160487 | 73 | LB | 36 | 22 | 22 | 36 Months | PUMP ONLY
912-0105 | Sys,Sew-M264/P24X24/2V2D | Sys,Sew-M264/P24X24/2V2D | https://www.zoellerpumps.com/en-us/products/package-systems/912-preassembled | EA | 777 |  | 53514182793 | 80 | LB | 30 | 24 | 40 | 36 Months | PUMP ONLY
912-0106 | Sys,Sew-BN264/P24X24/2V2D/MFS | Sys,Sew-BN264/P24X24/2V2D/MFS | https://www.zoellerpumps.com/en-us/products/package-systems/912-preassembled | EA | 777 |  | 53514182809 | 80 | LB | 30 | 24 | 40 | 36 Months | PUMP ONLY
912-0107 | Sys,Sew-M266/P24X24/2V2D | Sys,Sew-M266/P24X24/2V2D | https://www.zoellerpumps.com/en-us/products/package-systems/912-preassembled | EA | 776 |  | 53514182755 | 83 | LB | 30 | 24 | 40 | 36 Months | PUMP ONLY
912-0108 | Sys,Sew-BN266/P24X24/2V2D/MFS | Sys,Sew-BN266/P24X24/2V2D/MFS | https://www.zoellerpumps.com/en-us/products/package-systems/912-preassembled | EA | 842 |  | 53514182762 | 83 | LB | 30 | 24 | 40 | 36 Months | PUMP ONLY
912-0109 | Sys,Sew-BN264/PSF18X30-2V2D/MFS/W-Alarm | Sys,Sew-BN264/PSF18X30-2V2D/MFS/W-Alarm | https://www.zoellerpumps.com/en-us/products/package-systems/912-preassembled | EA | 766 |  | 53514198596 | 59 | LB | 36 | 22 | 22 | 36 Months | PUMP ONLY
912-0112 | Sys,Sew-M211/P24X24/2V2D/ZCO | Sys,Sew-M211/P24X24/2V2D/ZCO | https://www.zoellerpumps.com/en-us/products/package-systems/912-preassembled | EA | 571 |  | 53514208516 | 50 | LB | 30 | 24 | 40 | 18 Months | PUMP ONLY
912-0113 | Sys,Sew-BN211/P24X24/2V2D/MFS/ZCO | Sys,Sew-BN211/P24X24/2V2D/MFS/ZCO | https://www.zoellerpumps.com/en-us/products/package-systems/912-preassembled | EA | 571 |  | 53514208530 | 50 | LB | 30 | 24 | 40 | 18 Months | PUMP ONLY
912-0114 | Sys,Sew-M264/P24X24/2V2D/ZCO | Sys,Sew-M264/P24X24/2V2D/ZCO | https://www.zoellerpumps.com/en-us/products/package-systems/912-preassembled | EA | 666 |  | 53514208554 | 73 | LB | 30 | 24 | 40 | 36 Months | PUMP ONLY
912-0115 | Sys,Sew-BN264/P24X24/2V2D/MFS | Sys,Sew-BN264/P24X24/2V2D/MFS | https://www.zoellerpumps.com/en-us/products/package-systems/912-preassembled | EA | 689 |  | 53514208592 | 73 | LB | 30 | 24 | 40 | 36 Months | PUMP ONLY
912-0116 | Sys,Sew-M266/P24X24/2V2D/ZCO | Sys,Sew-M266/P24X24/2V2D/ZCO | https://www.zoellerpumps.com/en-us/products/package-systems/912-preassembled | EA | 698 |  | 53514208615 | 76 | LB | 30 | 24 | 40 | 36 Months | PUMP ONLY
912-0117 | Sys,Sew-BN266/P24X24/2V2D/MFS/ZCO | Sys,Sew-BN266/P24X24/2V2D/MFS/ZCO | https://www.zoellerpumps.com/en-us/products/package-systems/912-preassembled | EA | 796 |  | 53514208639 | 76 | LB | 30 | 24 | 40 | 36 Months | PUMP ONLY
912-1005 | Sys,Sew-BN264/P18X30-2V 2D/MFS/W-Alarm | Sys,Sew-BN264/P18X30-2V 2D/MFS/W-Alarm | https://www.zoellerpumps.com/en-us/products/package-systems/912-preassembled | EA | 740 |  | 53514106928 | 59 | LB | 36 | 22 | 22 | 36 Months | PUMP ONLY
912-1007 | Sys,Sew-M264/P18X30-2V2D/W-Alarm | Sys,Sew-M264/P18X30-2V2D/W-Alarm | https://www.zoellerpumps.com/en-us/products/package-systems/912-preassembled | EA | 740 |  | 53514106867 | 59 | LB | 36 | 22 | 22 | 36 Months | PUMP ONLY
912-1010 | Sys,Sew-M266/P18X30-2V2D/W-Alarm | Sys,Sew-M266/P18X30-2V2D/W-Alarm | https://www.zoellerpumps.com/en-us/products/package-systems/912-preassembled | EA | 767 |  | 53514106898 | 64 | LB | 36 | 22 | 22 | 36 Months | PUMP ONLY
912-1017 | Sys,Sew-BN266/P18X30-2V2D/MFS/W-Alarm | Sys,Sew-BN266/P18X30-2V2D/MFS/W-Alarm | https://www.zoellerpumps.com/en-us/products/package-systems/912-preassembled | EA | 801 |  | 53514106959 | 64 | LB | 36 | 22 | 22 | 36 Months | PUMP ONLY
912-1055 | Sys,Sew-BN264/P18X30-2D 2"Int Vent/MFS/W-Alarm | Sys,Sew-BN264/P18X30-2D 2"Int Vent/MFS/W-Alarm | https://www.zoellerpumps.com/en-us/products/package-systems/912-preassembled | EA | 771 |  | 53514106980 | 53 | LB | 36 | 22 | 22 | 36 Months | PUMP ONLY
912-1056 | Sys,Sew-BN266/P18X30-2D 2"Int Vent/MFS/W-Alarm | Sys,Sew-BN266/P18X30-2D 2"Int Vent/MFS/W-Alarm | https://www.zoellerpumps.com/en-us/products/package-systems/912-preassembled | EA | 831 |  | 53514106997 | 58 | LB | 36 | 22 | 22 | 36 Months | PUMP ONLY
912-1067 | Sys,Sew-BN266/PSF18X30-2V2D/MFS/W-Alarm | Sys,Sew-BN266/PSF18X30-2V2D/MFS/W-Alarm | https://www.zoellerpumps.com/en-us/products/package-systems/912-preassembled | EA | 911 |  | 53514123673 | 67 | LB | 36 | 22 | 22 | 36 Months | PUMP ONLY
912-1080 | Sys,Sew-BN264/P24X36-2V2D/MFS/W-Alarm | Sys,Sew-BN264/P24X36-2V2D/MFS/W-Alarm | https://www.zoellerpumps.com/en-us/products/package-systems/912-preassembled | EA | 1056 |  | 53514146344 | 85 | LB | 42 | 28 | 28 | 36 Months | PUMP ONLY
912-1081 | Sys,Sew-BN266/P24X36-2V2D/MFS/W-Alarm | Sys,Sew-BN266/P24X36-2V2D/MFS/W-Alarm | https://www.zoellerpumps.com/en-us/products/package-systems/912-preassembled | EA | 1098 |  | 53514146351 | 90 | LB | 42 | 28 | 28 | 36 Months | PUMP ONLY
912-1082 | Sys,Sew-M264/PSF18X30/Underground/W-Alarm | Sys,Sew-M264/PSF18X30/Underground/W-Alarm | https://www.zoellerpumps.com/en-us/products/package-systems/912-preassembled | EA | 843 |  | 53514146597 | 66 | LB | 36 | 22 | 22 | 36 Months | PUMP ONLY
912-1083 | Sys,Sew-BN264/PSF18X30/MFS/Underground/W-Alarm | Sys,Sew-BN264/PSF18X30/MFS/Underground/W-Alarm | https://www.zoellerpumps.com/en-us/products/package-systems/912-preassembled | EA | 843 |  | 53514146603 | 67 | LB | 36 | 22 | 22 | 36 Months | PUMP ONLY
912-1084 | Sys,Sew-M266/PSF18X30/Underground/W-Alarm | Sys,Sew-M266/PSF18X30/Underground/W-Alarm | https://www.zoellerpumps.com/en-us/products/package-systems/912-preassembled | EA | 868 |  | 53514146610 | 67 | LB | 36 | 22 | 22 | 36 Months | PUMP ONLY
912-1085 | Sys,Sew-BN266/PSF18X30/MFS/Underground/W-Alarm | Sys,Sew-BN266/PSF18X30/MFS/Underground/W-Alarm | https://www.zoellerpumps.com/en-us/products/package-systems/912-preassembled | EA | 902 |  | 53514146627 | 68 | LB | 36 | 22 | 22 | 36 Months | PUMP ONLY
912-1086 | Sys,Sew-M264/PSF18X30/2V2D/Split Cvr/Alm/Premium | Sys,Sew-M264/PSF18X30/2V2D/Split Cvr/Alm/Premium | https://www.zoellerpumps.com/en-us/products/package-systems/912-preassembled | EA | 833 |  | 53514160357 | 67 | LB | 36 | 22 | 22 | 36 Months | PUMP ONLY
912-1087 | Sys,Sew-BN264/PSF18X30/2V2D/Split Cover/MFS/Alarm/Premium | Sys,Sew-BN264/PSF18X30/2V2D/Split Cover/MFS/Alarm/Premium | https://www.zoellerpumps.com/en-us/products/package-systems/912-preassembled | EA | 833 |  | 53514160364 | 67 | LB | 36 | 22 | 22 | 36 Months | PUMP ONLY
912-1088 | Sys,Sew-M266/PSF18X30/2V2D/Split Cover/Alarm/Premium | Sys,Sew-M266/PSF18X30/2V2D/Split Cover/Alarm/Premium | https://www.zoellerpumps.com/en-us/products/package-systems/912-preassembled | EA | 839 |  | 53514160371 | 72 | LB | 36 | 22 | 22 | 36 Months | PUMP ONLY
912-1089 | Sys,Sew-BN266/PSF18X30/2V2D/Split Cover/MFS/Alarm/Premium | Sys,Sew-BN266/PSF18X30/2V2D/Split Cover/MFS/Alarm/Premium | https://www.zoellerpumps.com/en-us/products/package-systems/912-preassembled | EA | 889 |  | 53514160388 | 72 | LB | 36 | 22 | 22 | 36 Months | PUMP ONLY
912-1090 | Sys,Sew-M264/PSF18X30/Underground/Alarm/Premium | Sys,Sew-M264/PSF18X30/Underground/Alarm/Premium | https://www.zoellerpumps.com/en-us/products/package-systems/912-preassembled | EA | 929 |  | 53514160494 | 72 | LB | 36 | 22 | 22 | 36 Months | PUMP ONLY
912-1091 | Sys,Sew-BN264/PSF18X30/MFS/Underground/Alarm/Premium | Sys,Sew-BN264/PSF18X30/MFS/Underground/Alarm/Premium | https://www.zoellerpumps.com/en-us/products/package-systems/912-preassembled | EA | 934 |  | 53514160500 | 76 | LB | 36 | 22 | 22 | 36 Months | PUMP ONLY
912-1092 | Sys,Sew-M266/PSF18X30/Underground/Alm/Premium | Sys,Sew-M266/PSF18X30/Underground/Alm/Premium | https://www.zoellerpumps.com/en-us/products/package-systems/912-preassembled | EA | 939 |  | 53514160517 | 76 | LB | 36 | 22 | 22 | 36 Months | PUMP ONLY
912-1093 | Sys,Sew-BN266/PSF18X30/MFS/Underground/Alm/Premium | Sys,Sew-BN266/PSF18X30/MFS/Underground/Alm/Premium | https://www.zoellerpumps.com/en-us/products/package-systems/912-preassembled | EA | 985 |  | 53514160524 | 77 | LB | 36 | 22 | 22 | 36 Months | PUMP ONLY
912-1098 | Sys,Sew-BN266/PSF24X36/Underground/W-Alarm | Sys,Sew-BN266/PSF24X36/Underground/W-Alarm | https://www.zoellerpumps.com/en-us/products/package-systems/912-preassembled | EA | 1246 |  | 53514245108 | 107 | LB | 42 | 30 | 30 | 36 Months | PUMP ONLY
912-1105 | Sys,Sew-M264/P24X24/2V2D/W-Alarm | Sys,Sew-M264/P24X24/2V2D/W-Alarm | https://www.zoellerpumps.com/en-us/products/package-systems/912-preassembled | EA | 891 |  | 53514183158 | 82 | LB | 30 | 24 | 40 | 36 Months | PUMP ONLY
912-1106 | Sys,Sew-BN264/P24X24/2V2D/MFS/W-Alarm | Sys,Sew-BN264/P24X24/2V2D/MFS/W-Alarm | https://www.zoellerpumps.com/en-us/products/package-systems/912-preassembled | EA | 891 |  | 53514183165 | 82 | LB | 30 | 24 | 40 | 36 Months | PUMP ONLY
912-1107 | Sys,Sew-M266/P24X24/2V2D/W-Alarm | Sys,Sew-M266/P24X24/2V2D/W-Alarm | https://www.zoellerpumps.com/en-us/products/package-systems/912-preassembled | EA | 915 |  | 53514183172 | 85 | LB | 30 | 24 | 40 | 36 Months | PUMP ONLY
912-1108 | Sys,Sew-BN266/P24X24/2V2D/MFS/W-Alarm | Sys,Sew-BN266/P24X24/2V2D/MFS/W-Alarm | https://www.zoellerpumps.com/en-us/products/package-systems/912-preassembled | EA | 964 |  | 53514183189 | 85 | LB | 30 | 24 | 40 | 36 Months | PUMP ONLY
912-1112 | Sys,Sew-M211/P24X24/2V2D/W-Alarm/ZCO | Sys,Sew-M211/P24X24/2V2D/W-Alarm/ZCO | https://www.zoellerpumps.com/en-us/products/package-systems/912-preassembled | EA | 695 |  | 53514208523 | 54 | LB | 30 | 24 | 40 | 18 Months | PUMP ONLY
912-1113 | Sys,Sew-BN211/P24X24/2V2D/MFS/W-Alarm/ZCO | Sys,Sew-BN211/P24X24/2V2D/MFS/W-Alarm/ZCO | https://www.zoellerpumps.com/en-us/products/package-systems/912-preassembled | EA | 695 |  | 53514208547 | 54 | LB | 30 | 24 | 40 | 18 Months | PUMP ONLY
912-1114 | Sys,Sew-M264/P24X24/2V2D/W-Alarm/ZCO | Sys,Sew-M264/P24X24/2V2D/W-Alarm/ZCO | https://www.zoellerpumps.com/en-us/products/package-systems/912-preassembled | EA | 811 |  | 53514208578 | 75 | LB | 30 | 24 | 40 | 36 Months | PUMP ONLY
912-1115 | Sys,Sew-BN264/P24X24/2V2D/MFS/W-Alarm/ZCO | Sys,Sew-BN264/P24X24/2V2D/MFS/W-Alarm/ZCO | https://www.zoellerpumps.com/en-us/products/package-systems/912-preassembled | EA | 830 |  | 53514208608 | 75 | LB | 30 | 24 | 40 | 36 Months | PUMP ONLY
912-1116 | Sys,Sew-M266/P24X24/2V2D/W-Alarm/ZCO | Sys,Sew-M266/P24X24/2V2D/W-Alarm/ZCO | https://www.zoellerpumps.com/en-us/products/package-systems/912-preassembled | EA | 906 |  | 53514208622 | 78 | LB | 30 | 24 | 40 | 36 Months | PUMP ONLY
912-1117 | Sys,Sew-BN266/P24X24/2V2D/MFS/W-Alarm/ZCO | Sys,Sew-BN266/P24X24/2V2D/MFS/W-Alarm/ZCO | https://www.zoellerpumps.com/en-us/products/package-systems/912-preassembled | EA | 922 |  | 53514208646 | 78 | LB | 30 | 24 | 40 | 36 Months | PUMP ONLY
912-1123 | Sys,Sew-M211/PSF18X30-2V2D/Alarm | Sys,Sew-M211/PSF18X30-2V2D/Alarm | https://www.zoellerpumps.com/en-us/products/package-systems/912-preassembled | EA | 606 |  | 53514362768 | 39 | LB | 36 | 22 | 22 | 18 Months | PUMP ONLY
912-1124 | Sys,Sew-BN264/P24X24/2V2D/MFS/Split Cover | Sys,Sew-BN264/P24X24/2V2D/MFS/Split Cover | https://www.zoellerpumps.com/en-us/products/package-systems/912-preassembled | EA | 671 |  | 53514364083 | 73 | LB | 30 | 24 | 40 | 36 Months | PUMP ONLY
912-1127 | Sys,Sew-M212/PSF18X30-2V2D | Sys,Sew-M212/PSF18X30-2V2D | https://www.zoellerpumps.com/en-us/products/package-systems/912-preassembled | EA | 522 |  | 53514404055 | 39 | LB | 36 | 22 | 22 | 18 Months | PUMP ONLY
915-0005 | Sys,Sew-BN801/PSF18X30-2V1.25D/MFS/Alarm/Suspended | Sys,Sew-BN801/PSF18X30-2V1.25D/MFS/Alarm/Suspended | https://www.zoellerpumps.com/en-us/products/grinder-pumps/residential-packages/915 | EA | 1613 |  | 53514309596 | 60 | LB | 36 | 22 | 22 | 36 Months | PUMP ONLY
915-0006 | Sys,Sew-BN801/P-24X24/Rotomolded-2V1.25D/MFS/Alarm/Suspended | Sys,Sew-BN801/P-24X24/Rotomolded-2V1.25D/MFS/Alarm/Suspended | https://www.zoellerpumps.com/en-us/products/grinder-pumps/residential-packages/915 | EA | 1677 |  | 53514312176 | 65 | LB | 30 | 40 | 48 | 36 Months | PUMP ONLY
915-0007 | Sys,Sew-BN801/F-18X30-2V1.25D/10'/MFS/Alarm/Suspended | Sys,Sew-BN801/F-18X30-2V1.25D/10'/MFS/Alarm/Suspended | https://www.zoellerpumps.com/en-us/products/grinder-pumps/residential-packages/915 | EA | 1740 |  | 53514312183 | 71 | LB | 36 | 22 | 22 | 36 Months | PUMP ONLY
915-0008 | Sys,Sew-BN801/PSF18X30-3V1.25D/MFS/Alarm/Suspended | Sys,Sew-BN801/PSF18X30-3V1.25D/MFS/Alarm/Suspended | https://www.zoellerpumps.com/en-us/products/grinder-pumps/residential-packages/915 | EA | 1613 |  | 53514316020 | 60 | LB | 36 | 22 | 22 | 36 Months | PUMP ONLY
915-0009 | Sys,Sew-BN801/P-24X24/Rotomolded-3V1.25D/MFS/Alarm/Suspended | Sys,Sew-BN801/P-24X24/Rotomolded-3V1.25D/MFS/Alarm/Suspended | https://www.zoellerpumps.com/en-us/products/grinder-pumps/residential-packages/915 | EA | 1677 |  | 53514316037 | 65 | LB | 30 | 40 | 48 | 36 Months | PUMP ONLY
915-0010 | Sys,Sew-BN801/F-18X30-3V1.25D/10'/MFS/Alarm/Suspended | Sys,Sew-BN801/F-18X30-3V1.25D/10'/MFS/Alarm/Suspended | https://www.zoellerpumps.com/en-us/products/grinder-pumps/residential-packages/915 | EA | 1740 |  | 53514316044 | 71 | LB | 36 | 22 | 22 | 36 Months | PUMP ONLY
915-0012 | Sys,Sew-BN801/P-24X36/AFD/1.25"D/Outdoor/Alarm/Suspended/With 12" Extension | Sys,Sew-BN801/P-24X36/AFD/1.25"D/Outdoor/Alarm/Suspended/With 12" Extension | https://www.zoellerpumps.com/en-us/products/grinder-pumps/residential-packages/915 | EA | 2551 |  | 53514340261 | 85 | LB | 54 | 26 | 26 | 36 Months | PUMP ONLY
915-0013 | Sys,Sew-BN801/PSF/Dup/30X36-2V1.25D/MFS/Alarm/Suspended | Sys,Sew-BN801/PSF/Dup/30X36-2V1.25D/MFS/Alarm/Suspended | https://www.zoellerpumps.com/en-us/products/grinder-pumps/residential-packages/915 | EA | 4848 |  | 53514344894 | 157 | LB | 43 | 36 | 36 | 36 Months | PUMP ONLY
915-0020 | Sys,Sew-M807/P24X24/2V1.25D/Check Valve/Alarm | Sys,Sew-M807/P24X24/2V1.25D/Check Valve/Alarm | https://www.zoellerpumps.com/en-us/products/grinder-pumps/residential-packages/915 | EA | 1800 |  | 53514366858 | 100 | LB | 30 | 24 | 40 | 36 Months | PUMP ONLY
915-0022 | Sys,Sew-M807/P18X30-2V1.25D/Check Valve/Alarm | Sys,Sew-M807/P18X30-2V1.25D/Check Valve/Alarm | https://www.zoellerpumps.com/en-us/products/grinder-pumps/residential-packages/915 | EA | 1745 |  | 53514366872 | 90 | LB | 36 | 22 | 22 | 36 Months | PUMP ONLY
915-0023 | Sys,Sew-M803/P24X24/2V1.25D/Check Valve/Alarm | Sys,Sew-M803/P24X24/2V1.25D/Check Valve/Alarm | https://www.zoellerpumps.com/en-us/products/grinder-pumps/residential-packages/915 | EA | 1591 |  | 53514367176 | 100 | LB | 30 | 24 | 40 | 36 Months | PUMP ONLY
915-0025 | Sys,Sew-M803/P18X30-2V1.25D/Check Valve/Alarm | Sys,Sew-M803/P18X30-2V1.25D/Check Valve/Alarm | https://www.zoellerpumps.com/en-us/products/grinder-pumps/residential-packages/915 | EA | 1537 |  | 53514367206 | 90 | LB | 36 | 22 | 22 | 36 Months | PUMP ONLY
915-0033 | Sys,Sew-M805/P18X30-2V1.25D/Check Valve/Alarm | Sys,Sew-M805/P18X30-2V1.25D/Check Valve/Alarm | https://www.zoellerpumps.com/en-us/products/grinder-pumps/residential-packages/915 | EA | 1631 |  | 53514398224 | 90 | LB | 36 | 22 | 22 | 36 Months | PUMP ONLY
915-0034 | Sys,Sew-M805/P24X24/2V1.25D/Check Valve/Alarm | Sys,Sew-M805/P24X24/2V1.25D/Check Valve/Alarm | https://www.zoellerpumps.com/en-us/products/grinder-pumps/residential-packages/915 | EA | 1686 |  | 53514398248 | 100 | LB | 30 | 24 | 40 | 36 Months | PUMP ONLY
915-0038 | Sys,Sew-M803/P24X24/2V1.25D/Check Valve/A-Pak Alarm | Sys,Sew-M803/P24X24/2V1.25D/Check Valve/A-Pak Alarm | https://www.zoellerpumps.com/en-us/products/grinder-pumps/residential-packages/915 | EA | 1737 |  | 53514425999 | 100 | LB | 30 | 24 | 40 | 36 Months | PUMP ONLY
915-0039 | Sys,Sew-M803/P18X30-2V1.25D/Check Valve/A-Pak Alarm | Sys,Sew-M803/P18X30-2V1.25D/Check Valve/A-Pak Alarm | https://www.zoellerpumps.com/en-us/products/grinder-pumps/residential-packages/915 | EA | 1683 |  | 53514426019 | 90 | LB | 36 | 22 | 22 | 36 Months | PUMP ONLY
915-0040 | Sys,Sew-M805/P24X24/2V1.25D/Check Valve/A-Pak Alarm | Sys,Sew-M805/P24X24/2V1.25D/Check Valve/A-Pak Alarm | https://www.zoellerpumps.com/en-us/products/grinder-pumps/residential-packages/915 | EA | 1832 |  | 53514426026 | 100 | LB | 30 | 24 | 40 | 36 Months | PUMP ONLY
915-0041 | Sys,Sew-M805/P18X30-2V1.25D/Check Valve/A-Pak Alarm | Sys,Sew-M805/P18X30-2V1.25D/Check Valve/A-Pak Alarm | https://www.zoellerpumps.com/en-us/products/grinder-pumps/residential-packages/915 | EA | 1777 |  | 53514426033 | 90 | LB | 36 | 22 | 22 | 36 Months | PUMP ONLY
915-0042 | Sys,Sew-M807/P24X24/2V1.25D/Check Valve/A-Pak Alarm | Sys,Sew-M807/P24X24/2V1.25D/Check Valve/A-Pak Alarm | https://www.zoellerpumps.com/en-us/products/grinder-pumps/residential-packages/915 | EA | 1946 |  | 53514426040 | 100 | LB | 30 | 24 | 40 | 36 Months | PUMP ONLY
915-0043 | Sys,Sew-M807/P18X30-2V1.25D/Check Valve/A-Pak Alarm | Sys,Sew-M807/P18X30-2V1.25D/Check Valve/A-Pak Alarm | https://www.zoellerpumps.com/en-us/products/grinder-pumps/residential-packages/915 | EA | 1891 |  | 53514426057 | 90 | LB | 36 | 22 | 22 | 36 Months | PUMP ONLY
920-0005 | Sys,Grinder-WD820/F-24X 48/FG Cvr/Field Asm | Sys,Grinder-WD820/F-24X 48/FG Cvr/Field Asm | https://www.zoellerpumps.com/en-us/products/grinder-pumps/residential-packages/simplex-820 | EA | 3436 |  | 53514100001 | 190 | LB | 54 | 40 | 48 | 18 Months | PUMP ONLY
920-0006 | Sys,Grinder-E840/F-24X48/FG Cvr/Field Asm | Sys,Grinder-E840/F-24X48/FG Cvr/Field Asm | https://www.zoellerpumps.com/en-us/products/grinder-pumps/commercial-packages/simplex-840#features-and-benefits | EA | 5769 |  | 53514100018 | 260 | LB | 54 | 40 | 48 | 18 Months | NO
920-0007 | Sys,Grinder-WH820/F-24X 48/FG Cvr/Field Asm | Sys,Grinder-WH820/F-24X 48/FG Cvr/Field Asm | https://www.zoellerpumps.com/en-us/products/grinder-pumps/residential-packages/simplex-820 | EA | 3436 |  | 53514119133 | 190 | LB | 54 | 40 | 48 | 18 Months | PUMP ONLY
920-0008 | Sys,Grinder-E820/F-24X48/FG Cover/Field Asm | Sys,Grinder-E820/F-24X48/FG Cover/Field Asm | https://www.zoellerpumps.com/en-us/products/grinder-pumps/residential-packages/simplex-820 | EA | 4118 |  | 53514206345 | 210 | LB | 54 | 40 | 48 | 18 Months | PUMP ONLY
922-0009 | Sys,Grinder-WD820/F24X36/Indoor/Prepack/Sim | Sys,Grinder-WD820/F24X36/Indoor/Prepack/Sim | https://www.zoellerpumps.com/en-us/products/grinder-pumps/residential-packages/simplex-820 | EA | 4226 |  | 53514099985 | 184 | LB | 42 | 40 | 48 | 18 Months | PUMP ONLY
932-0020 | Suspended Hdwe&RWD810/Sim Repl For Pos Displ Grinder/Rect Eq | Suspended Hdwe&RWD810/Sim Repl For Pos Displ Grinder/Rect Eq | https://www.zoellerpumps.com/en-us/products/grinder-pumps/progressing-cavity/932-replacement | EA | 4425 |  | 53514362775 | 175 | LB | 48 | 40 | 48 | 24 Months | NO
932-0021 | Suspended Hdwe&RWD810/Sim Repl For Pos Displ Grinder/Round Eqd | Suspended Hdwe&RWD810/Sim Repl For Pos Displ Grinder/Round Eqd | https://www.zoellerpumps.com/en-us/products/grinder-pumps/progressing-cavity/932-replacement | EA | 4468 |  | 53514362409 | 128 | LB | 30 | 40 | 48 | 24 Months | NO
932-0022 | Suspended Hdwe&RWD815/Sim Repl For Pos Displ Grinder/Rect Eq | Suspended Hdwe&RWD815/Sim Repl For Pos Displ Grinder/Rect Eq | https://www.zoellerpumps.com/en-us/products/grinder-pumps/progressing-cavity/932-replacement | EA | 4594 |  | 53514368975 | 175 | LB | 48 | 48 | 40 | 24 Months | NO
932-0023 | Suspended Hdwe&RWD815/Sim Repl For Pos Displ Grinder/Round Eqd | Suspended Hdwe&RWD815/Sim Repl For Pos Displ Grinder/Round Eqd | https://www.zoellerpumps.com/en-us/products/grinder-pumps/progressing-cavity/932-replacement | EA | 4637 |  | 53514368982 | 128 | LB | 48 | 30 | 40 | 24 Months | NO
940-0005 | Oil Guard System W-.3Hp/N57 | Oil Guard System W-.3Hp/N57 | https://www.zoellerpumps.com/en-us/products/elevator-systems/oil-guard | EA | 2625 |  | 53514154752 | 37 | LB | 12.25 | 7.5 | 11 | 18 Months | PUMP ONLY
940-0006 | Oil Guard System W-.4Hp/N152 | Oil Guard System W-.4Hp/N152 | https://www.zoellerpumps.com/en-us/products/elevator-systems/oil-guard | EA | 2713 |  | 53514154769 | 48 | LB | 12.25 | 7.5 | 11 | 18 Months | PUMP ONLY
940-0007 | Oil Guard System W-.5Hp/N153 | Oil Guard System W-.5Hp/N153 | https://www.zoellerpumps.com/en-us/products/elevator-systems/oil-guard | EA | 2849 |  | 53514154776 | 49 | LB | 12.25 | 7.5 | 11 | 18 Months | PUMP ONLY
940-0008 | Oil Guard System W-.5Hp/N161 | Oil Guard System W-.5Hp/N161 | https://www.zoellerpumps.com/en-us/products/elevator-systems/oil-guard | EA | 3394 |  | 53514205683 | 91 | LB | 12.25 | 7.5 | 11 | 18 Months | PUMP ONLY
940-0011 | Oil Guard System W-.3Hp/Oil Resistant 6'Cd/N57 | Oil Guard System W-.3Hp/Oil Resistant 6'Cd/N57 | https://www.zoellerpumps.com/en-us/products/elevator-systems/oil-guard | EA | 2625 |  | 53514329976 | 37 | LB | 12.25 | 7.5 | 11 | 18 Months | PUMP ONLY
940-0012 | Oil Guard System W-.4Hp/elevator sump/6'Cd/N152 | Oil Guard System W-.4Hp/elevator sump/6'Cd/N152 | https://www.zoellerpumps.com/en-us/products/elevator-systems/oil-guard | EA | 2713 |  | 53514329990 | 48 | LB | 12.25 | 7.5 | 11 | 18 Months | PUMP ONLY
940-0013 | Oil Guard System W-.5Hp/elevator sump/6'Cd/N153 | Oil Guard System W-.5Hp/elevator sump/6'Cd/N153 | https://www.zoellerpumps.com/en-us/products/elevator-systems/oil-guard | EA | 2849 |  | 53514330019 | 49 | LB | 12.25 | 7.5 | 11 | 18 Months | PUMP ONLY
940-0014 | Oil Guard System W-.5Hp/Elevator Sump/6'Cd/N161 | Oil Guard System W-.5Hp/Elevator Sump/6'Cd/N161 | https://www.zoellerpumps.com/en-us/products/elevator-systems/oil-guard | EA | 3394 |  | 53514330033 | 91 | LB | 12.25 | 7.5 | 11 | 18 Months | PUMP ONLY
941-0006 | Oil Smart Control/Sim/50Hz/.4Hp/V152 | Oil Smart Control/Sim/50Hz/.4Hp/V152 | https://www.zoellerpumps.com/en-us/products/elevator-systems/oil-guard | EA | 3910 |  | 53514208325 | 51 | LB | 12.25 | 7.5 | 11 | 18 Months | PUMP ONLY
941-0007 | Oil Smart Control/Sim/50Hz/.5Hp/V153 | Oil Smart Control/Sim/50Hz/.5Hp/V153 | https://www.zoellerpumps.com/en-us/products/elevator-systems/oil-guard | EA | 4031 |  | 53514208332 | 50 | LB | 12.25 | 7.5 | 11 | 18 Months | PUMP ONLY
941-0008 | Oil Smart Control/Sim/50Hz/.5Hp/V161 | Oil Smart Control/Sim/50Hz/.5Hp/V161 | https://www.zoellerpumps.com/en-us/products/elevator-systems/oil-guard | EA | 4456 |  | 53514208349 | 92 | LB | 12.25 | 7.5 | 11 | 18 Months | PUMP ONLY
95-0001 | M95 115V/1Ph/.5Hp/cCSAus | M95 115V/1Ph/.5Hp/cCSAus | https://www.zoellerpumps.com/en-us/products/sump-effluent-pumps/residential/model-95 | EA | 479 | 359.25 | 53514399573 | 38 | LB | 12.25 | 7.75 | 11 | 60 Months | NO
98-0001 | M98 115V/1Ph/cCSAus/UL | M98 115V/1Ph/cCSAus/UL | https://www.zoellerpumps.com/en-us/products/sump-effluent-pumps/residential/model-98 | EA | 363 | 272.25 | 53514029463 | 36 | LB | 12.25 | 7.75 | 11 | 36 Months | YES
98-0002 | N98 115V/1Ph/cCSAus/UL | N98 115V/1Ph/cCSAus/UL | https://www.zoellerpumps.com/en-us/products/sump-effluent-pumps/residential/model-98 | EA | 342 | 256.5 | 53514029470 | 35 | LB | 12.25 | 7.75 | 11 | 36 Months | YES
98-0003 | D98 230V/1Ph/cCSAus/UL | D98 230V/1Ph/cCSAus/UL | https://www.zoellerpumps.com/en-us/products/sump-effluent-pumps/residential/model-98 | EA | 398 | 298.5 | 53514029487 | 36 | LB | 12.25 | 7.75 | 11 | 36 Months | YES
98-0004 | E98 230V/1Ph/cCSAus/UL | E98 230V/1Ph/cCSAus/UL | https://www.zoellerpumps.com/en-us/products/sump-effluent-pumps/residential/model-98 | EA | 376 | 282 | 53514029494 | 35 | LB | 12.25 | 7.75 | 11 | 36 Months | YES
98-0005 | BN98 115V/1Ph/Pb15'/UL/cCSAus Pump | BN98 115V/1Ph/Pb15'/UL/cCSAus Pump | https://www.zoellerpumps.com/en-us/products/sump-effluent-pumps/residential/model-98 | EA | 384 | 288 | 53514029500 | 37 | LB | 12.25 | 7.75 | 11 | 36 Months | YES
98-0010 | M98 25'Cd/115V/1Ph/cCSAus/UL | M98 25'Cd/115V/1Ph/cCSAus/UL | https://www.zoellerpumps.com/en-us/products/sump-effluent-pumps/residential/model-98 | EA | 403 | 302.25 | 53514036485 | 38 | LB | 12.25 | 7.75 | 11 | 36 Months | YES
98-0013 | N98 35'Cd/115V/1Ph/cCSAus/UL | N98 35'Cd/115V/1Ph/cCSAus/UL | https://www.zoellerpumps.com/en-us/products/sump-effluent-pumps/residential/model-98 | EA | 412 | 309 | 53514036515 | 40 | LB | 12.25 | 7.75 | 11 | 36 Months | YES
98-0014 | M98 35'Cd/115V/1Ph/cCSAus/UL | M98 35'Cd/115V/1Ph/cCSAus/UL | https://www.zoellerpumps.com/en-us/products/sump-effluent-pumps/residential/model-98 | EA | 433 | 324.75 | 53514036850 | 40 | LB | 12.25 | 7.75 | 11 | 36 Months | YES
98-0016 | N98 25'Cd/115V/1Ph/cCSAus/UL | N98 25'Cd/115V/1Ph/cCSAus/UL | https://www.zoellerpumps.com/en-us/products/sump-effluent-pumps/residential/model-98 | EA | 382 | 286.5 | 53514037390 | 37 | LB | 12.25 | 7.75 | 11 | 36 Months | YES
98-0020 | BE98 230V/1Ph/Pb15'/cCSAus/UL | BE98 230V/1Ph/Pb15'/cCSAus/UL | https://www.zoellerpumps.com/en-us/products/sump-effluent-pumps/residential/model-98 | EA | 420 | 315 | 53514041434 | 37 | LB | 12.25 | 7.75 | 11 | 36 Months | YES
98-0021 | D98 25'Cd/230V/1Ph/cCSAus/UL | D98 25'Cd/230V/1Ph/cCSAus/UL | https://www.zoellerpumps.com/en-us/products/sump-effluent-pumps/residential/model-98 | EA | 438 | 328.5 | 53514058289 | 39 | LB | 12.25 | 7.75 | 11 | 36 Months | YES
98-0027 | M98 115V/1Ph/Ci Imp/cCSAus/UL | M98 115V/1Ph/Ci Imp/cCSAus/UL | https://www.zoellerpumps.com/en-us/products/sump-effluent-pumps/residential/model-98 | EA | 393 | 294.75 | 53514070045 | 36 | LB | 12.25 | 7.75 | 11 | 36 Months | YES
98-0028 | N98 115V/1Ph/Ci Imp/cCSAus/UL | N98 115V/1Ph/Ci Imp/cCSAus/UL | https://www.zoellerpumps.com/en-us/products/sump-effluent-pumps/residential/model-98 | EA | 372 | 279 | 53514070052 | 35 | LB | 12.25 | 7.75 | 11 | 36 Months | YES
98-0032 | BN98 115V/1Ph/Ci Imp/Pb15'/UL/cCSAus | BN98 115V/1Ph/Ci Imp/Pb15'/UL/cCSAus | https://www.zoellerpumps.com/en-us/products/sump-effluent-pumps/residential/model-98 | EA | 414 | 310.5 | 53514087425 | 37 | LB | 12.25 | 7.75 | 11 | 36 Months | YES
98-0033 | E98 50'Cd/230V/1Ph/cCSAus/UL | E98 50'Cd/230V/1Ph/cCSAus/UL | https://www.zoellerpumps.com/en-us/products/sump-effluent-pumps/residential/model-98 | EA | 498 | 373.5 | 53514090548 | 44 | LB | 12.25 | 7.75 | 11 | 36 Months | YES
98-0040 | M98 35'Cd/115V/1Ph/Ci Imp/cCSAus/UL | M98 35'Cd/115V/1Ph/Ci Imp/cCSAus/UL | https://www.zoellerpumps.com/en-us/products/sump-effluent-pumps/residential/model-98 | EA | 463 | 347.25 | 53514099152 | 40 | LB | 12.25 | 7.75 | 11 | 36 Months | YES
98-0041 | E98 230V/1Ph/CI Imp/cCSAus/UL | E98 230V/1Ph/CI Imp/cCSAus/UL | https://www.zoellerpumps.com/en-us/products/sump-effluent-pumps/residential/model-98 | EA | 406 | 304.5 | 53514101350 | 35 | LB | 12.25 | 7.75 | 11 | 36 Months | YES
98-0042 | BN98 35'Cd/115V/1P/Pb35'/cCSAus/UL | BN98 35'Cd/115V/1P/Pb35'/cCSAus/UL | https://www.zoellerpumps.com/en-us/products/sump-effluent-pumps/residential/model-98 | EA | 454 | 340.5 | 53514103064 | 39 | LB | 12.25 | 7.75 | 11 | 36 Months | YES
98-0043 | N98 35'Cd/115V/1Ph/Ci Imp/cCSAus/UL | N98 35'Cd/115V/1Ph/Ci Imp/cCSAus/UL | https://www.zoellerpumps.com/en-us/products/sump-effluent-pumps/residential/model-98 | EA | 442 | 331.5 | 53514104399 | 40 | LB | 12.25 | 7.75 | 11 | 36 Months | YES
98-0045 | D98 230V/1Ph/Ci Imp/cCSAus/UL | D98 230V/1Ph/Ci Imp/cCSAus/UL | https://www.zoellerpumps.com/en-us/products/sump-effluent-pumps/residential/model-98 | EA | 428 | 321 | 53514114732 | 36 | LB | 12.25 | 7.75 | 11 | 36 Months | YES
98-0046 | D98 50'Cd/230V/1Ph/cCSAus/UL | D98 50'Cd/230V/1Ph/cCSAus/UL | https://www.zoellerpumps.com/en-us/products/sump-effluent-pumps/residential/model-98 | EA | 520 | 390 | 53514117238 | 45 | LB | 12.25 | 7.75 | 11 | 36 Months | YES
98-0047 | E98 25'Cd/230V/1Ph/cCSAus/UL | E98 25'Cd/230V/1Ph/cCSAus/UL | https://www.zoellerpumps.com/en-us/products/sump-effluent-pumps/residential/model-98 | EA | 416 | 312 | 53514123024 | 44 | LB | 12.25 | 7.75 | 11 | 36 Months | YES
98-0049 | E98 35'Cd/230V/1Ph/cCSAus/UL | E98 35'Cd/230V/1Ph/cCSAus/UL | https://www.zoellerpumps.com/en-us/products/sump-effluent-pumps/residential/model-98 | EA | 446 | 334.5 | 53514132248 | 40 | LB | 12.25 | 7.75 | 11 | 36 Months | YES
98-0050 | BN98 25'Cd/115V/1P/Pb25'/UL/cCSAus | BN98 25'Cd/115V/1P/Pb25'/UL/cCSAus | https://www.zoellerpumps.com/en-us/products/sump-effluent-pumps/residential/model-98 | EA | 424 | 318 | 53514165079 | 39 | LB | 12.25 | 7.75 | 11 | 36 Months | YES
98-0056 | N98 25'Cd/115V/1Ph/Ci Imp/cCSAus/UL | N98 25'Cd/115V/1Ph/Ci Imp/cCSAus/UL | https://www.zoellerpumps.com/en-us/products/sump-effluent-pumps/residential/model-98 | EA | 412 | 309 | 53514312220 | 40 | LB | 12.25 | 7.75 | 11 | 36 Months | YES
98-0063 | D98 35'Cd/230V/1Ph/cCSAus/UL | D98 35'Cd/230V/1Ph/cCSAus/UL | https://www.zoellerpumps.com/en-us/products/sump-effluent-pumps/residential/model-98 | EA | 468 | 351 | 53514316877 | 39 | LB | 12.25 | 7.75 | 11 | 36 Months | YES
98-0066 | BN98 115V/1Ph/Vertical Master 15'/UL/cCSAus Pump | BN98 115V/1Ph/Vertical Master 15'/UL/cCSAus Pump | https://www.zoellerpumps.com/en-us/products/sump-effluent-pumps/residential/model-98 | EA | 400 | 300 | 53514349783 | 37 | LB | 12.25 | 7.75 | 11 | 36 Months | YES
98-0068 | BE98 50'Cd/230V/1Ph/Pb50'/cCSAus/UL | BE98 50'Cd/230V/1Ph/Pb50'/cCSAus/UL | https://www.zoellerpumps.com/en-us/products/sump-effluent-pumps/residential/model-98 | EA | 542 | 406.5 | 53514407230 | 37 | LB | 12.25 | 7.75 | 11 | 36 Months | YES
98-0069 | LN98 115V/1Ph/Pb Floatles Switch 15'/cCSAus Pump | LN98 115V/1Ph/Pb Floatles Switch 15'/cCSAus Pump | https://www.zoellerpumps.com/en-us/products/sump-effluent-pumps/residential/model-98 | EA | 460 | 345 | 53514422707 | 31 | LB | 12.25 | 7.75 | 11 | 36 Months | YES
98-0069 | LN98 115V/1Ph/Pb Floatles Switch 15'/cCSAus Pump | LN98 115V/1Ph/Pb Floatles Switch 15'/cCSAus Pump | https://www.zoellerpumps.com/en-us/products/sump-effluent-pumps/residential/model-98 | EA | 460 | 345 | 53514422707 | 31 | LB | 12.25 | 7.75 | 11 | 36 Months | YES
98-0073 | M98 115V/1Ph/cCSAus/Cast Iron Impeller & Base | M98 115V/1Ph/cCSAus/Cast Iron Impeller & Base | https://www.zoellerpumps.com/en-us/products/sump-effluent-pumps/residential/model-98 | EA | 413 | 309.75 | 53514474225 | 31 | LB | 12.25 | 7.75 | 11 | 36 Months | YES
98-0073 | M98 115V/1Ph/cCSAus/Cast Iron Impeller & Base | M98 115V/1Ph/cCSAus/Cast Iron Impeller & Base | https://www.zoellerpumps.com/en-us/products/sump-effluent-pumps/residential/model-98 | EA | 413 | 309.75 | 53514474225 | 31 | LB | 12.25 | 7.75 | 11 | 36 Months | YES
98-0074 | N98 115V/1Ph/cCSAus/Cast Iron Impeller & Base | N98 115V/1Ph/cCSAus/Cast Iron Impeller & Base | https://www.zoellerpumps.com/en-us/products/sump-effluent-pumps/residential/model-98 | EA | 392 | 294 | 53514474256 | 31 | LB | 12.25 | 7.75 | 11 | 36 Months | YES
98-0074 | N98 115V/1Ph/cCSAus/Cast Iron Impeller & Base | N98 115V/1Ph/cCSAus/Cast Iron Impeller & Base | https://www.zoellerpumps.com/en-us/products/sump-effluent-pumps/residential/model-98 | EA | 392 | 294 | 53514474256 | 31 | LB | 12.25 | 7.75 | 11 | 36 Months | YES
Effective: January 1st, 2021
Supersedes: January 1st, 2020

## Service Parts
SERVICE PARTS - ALL BRANDS
January 2021 List Prices
SEARCH | Description | UM | List Price | UPC Code | Weight | UM
14955 | WM266 115V/1P/Vfs/cCSAus/(Replace 100/102 Pumps) | EA | 457 | 53514136512 | 42 | LB
Item Number | Description | UM | List Price | UPC Code | Weight | UM
11678 | Adapter & Plug/W Mst Sen/"4140/4270" | EA | 210 | 53514082918 | 16 | LB
1003 | Adapter-Mach 163/165/293 | EA | 92 | 53514000011 | 13 | LB
1005 | Housing,Pump-Mach "290 Series" | EA | 143.5 | 53514000028 | 15.5 | LB
1011 | Gasket,Case/Cover | EA | 6.5 | 53514000035 | 0.01 | LB
1012 | Bearing,Sleeve-Bronze/Md 160/180/280/290 | EA | 2 | 53514000042 | 0.022 | LB
1013 | Bearing,Radial 6303 W-Snap Ring | EA | 15 | 53514000059 | 0.5 | LB
1014 | Seal,Mtr Hsg | EA | 1 | 53514000066 | 0.01 | LB
1015 | Seal,Shaft-Asm | EA | 15 | 53514058081 | 0.2 | LB
1023 | Guard, "160/180/280/290" | EA | 7.5 | 53514000073 | 0.425 | LB
1036 | Impeller Br "293" | EA | 78 | 53514000080 | 1.8 | LB
1043 | Rod Asm,Flt/14"Lg | EA | 15.5 | 53514000103 | 0.08 | LB
1070 | Wire Pkg (6 Wire) | EA | 16.5 | 53514000172 | 0.1 | LB
1072 | Guide Asm,Flt Rod | EA | 3.5 | 53514000189 | 0.1 | LB
1074 | Rotor & Brg Asm | EA | 93.5 | 53514000196 | 5.2 | LB
1076 | Rebuild Kit "293" | EA | 175.5 | 53514000202 | 6 | LB
1077 | Cover-Mach Std Cd Or 3Ph "293" | EA | 115 | 53514000219 | 10.5 | LB
1082 | Plate,Strainer-Plastic | EA | 1 | 53514000226 | 0.5 | LB
1134 | Float | EA | 1 | 53514000257 | 0.144 | LB
1509 | Base-Mach "137" | EA | 57 | 53514064914 | 47 | LB
1519 | Cover-Mach/Brass "139" | EA | 398.5 | 53514000264 | 5.2 | LB
1526 | Rod,Float-Molded/"137/267" | EA | 2 | 53514000271 | 0.0154 | LB
1536 | Relay Asm 200V G1 | EA | 14.5 | 53514000288 | 0.3 | LB
1766 | Clamp,#36 Worm/All SS | EA | 4.5 | 53514000363 | 0.06 | LB
1769 | Clamp,#6 Auto-SS | EA | 5.5 | 53514000370 | 3.8 | LB
1770 | Clamp,Strain Relief-Red | EA | 0.5 | 53514000387 | 0.001 | LB
1776 | Connector,Wirenut/Gray | EA | 0.5 | 53514000400 | 0.01 | LB
1797 | Insulation-Insulator Flag Term | EA | 1 | 53514086022 | 0.001 | LB
1809 | Nut,.375-16 H-SST | EA | 0.5 | 53514034160 | 0.012 | LB
1810 | Nut,#6-32 H-Stl Zi Pl | EA | 0.5 | 53514000417 | 0.01 | LB
1812 | Nut,.25-20 H -SST | EA | 0.5 | 53514000424 | 0.01 | LB
1819 | Nut,.5-13 H -SS | EA | 1.5 | 53514000455 | 0.012 | LB
1822 | Nut,#10-24 H-St Zi | EA | 0.5 | 53514086961 | 0.01 | LB
1851 | Ring,Snap-#5100-50/Carbon Steel | EA | 1 | 53514000462 | 0.01 | LB
1852 | Ring,Snap-#500-112 34 Pump Hsg | EA | 1 | 53514000479 | 0.01 | LB
1877 | Screw,#6-32X.25RHM Sl Tc Stlgr | EA | 0.5 | 53514000523 | 0.01 | LB
1883 | Screw,#10-24 X.375 RHM-Sl SS | EA | 0.5 | 53514000554 | 0.01 | LB
1885 | Screw,#10-24 X.75 RHM-Slt SS | EA | 0.5 | 53514000561 | 0.01 | LB
1891 | Screw,#6-32 X.5 RHM-Sl Stl Zi | EA | 0.5 | 53514000592 | 0.01 | LB
1895 | Screw,.313-18 X 1.5 HH Cap-SS | EA | 2 | 53514000615 | 0.04 | LB
1903 | Screw,#8X.75 Shmtl-Rhpl-Stl Bo | EA | 0.5 | 53514000639 | 0.01 | LB
1908 | Screw,.313-18 X1.25 HH Cap-SS | EA | 1 | 53514084721 | 0.01 | LB
1909 | Screw,.5-13 X 2 HH Cap-SS | EA | 4.5 | 53514000646 | 0.01 | LB
1910 | Screw,.313-18 X .75 HH Cap-SS | EA | 1 | 53514000653 | 0.01 | LB
1911 | Screw,.25-20 X 1.5 RHM-Sl SS | EA | 1 | 53514034214 | 0.1 | LB
1914 | Screw,Stator 8-32 X 2.53 Lg | EA | 0.5 | 53514000660 | 0.01 | LB
1916 | Screw,.25-20X.75 Hhm-SS/Indented/Unslotted | EA | 0.5 | 53514000677 | 0.01 | LB
1920 | Screw,.375-16 X 1 Hhcap-Stl Zi | EA | 0.5 | 53514034238 | 0.015 | LB
1928 | Sealer,Loctite-609-5Cc Tube/Green | EA | 10 | 53514000684 | 0.16 | LB
2000 | Screw,Sem/10-24 X .375 HH-Sl Tc.688Wash | EA | 1 | 53514000691 | 0.01 | LB
2051 | Terminal,Female Pin 16-18Ga | EA | 0.5 | 53514000714 | 0.01 | LB
2056 | Terminal,Female Pin GE Str Wire | EA | 0.5 | 53514034245 | 0.01 | LB
2115 | Washer,Flat SS - 1/2D Standard | EA | 0.5 | 53514000745 | 0.01 | LB
2117 | Washer,Stl-.375"OD x .15"Id x .032 | EA | 0.5 | 53514000752 | 0.01 | LB
2140 | Washer,Trst-Nyl.875 X .504 X .050" | EA | 0.5 | 53514000769 | 0.01 | LB
2222 | Wire Asm-F-F(1) Wire Gy 9" Lg | EA | 4.5 | 53514000790 | 0.01 | LB
2226 | Wire Asm F-F(1) Wire Gy 9" Lg | EA | 4.5 | 53514000806 | 0.01 | LB
2227 | Wire Asm F-I(1) Wire Gy 4" Lg | EA | 4.5 | 53514000813 | 0.01 | LB
2229 | Wire Asm-I-P(2) Wire R | EA | 5.5 | 53514000820 | 0.09 | LB
2231 | Wire Asm-I-P(1) Wire Rs 2.25" Lg | EA | 3 | 53514000837 | 0.03 | LB
2318 | Cord Term&Seal 230V/15'/18-3 SJTW/Na/1Ph | EA | 54 | 53514000851 | 1.1 | LB
2319 | Cord Term&Seal 115V/15'/18-3 SJTW-A/Nonauto | EA | 31.5 | 53514000868 | 0.95 | LB
2320 | Cord Term&Seal 230V/ 9'/18-3 SJTW-A/Auto/1Ph | EA | 35.5 | 53514000875 | 0.65 | LB
2321 | Cord Term&Seal 115V/ 9'/18-3 SJTW-A/Auto | EA | 22.5 | 53514000882 | 0.65 | LB
2326 | Seal,Cord-Asm | EA | 2.5 | 53514000912 | 0.05 | LB
2351 | Seal,Cord-Asm&Strrlf Heyco 18G | EA | 7 | 53514001070 | 0.8 | LB
2357 | Adapter-Mach "280" | EA | 121 | 53514001124 | 13.5 | LB
2379 | Arm & Seal Asm | EA | 33 | 53514001186 | 0.2 | LB
2381 | Capacitor & Clamp Asm/20Uf 370V | EA | 21 | 53514001209 | 0.43 | LB
2383 | Oil,Dielectric-(38 Oz) | EA | 51.5 | 53514001223 | 2 | LB
2401 | Cover & Cord 230V/1Ph | EA | 223.5 | 53514001254 | 12.3 | LB
2402 | Cord Term&Seal 230V/20'/16-3 SOW-A/1Ph/Nonauto | EA | 62.5 | 53514001261 | 1.33 | LB
2425 | Rebuild Kit "165" | EA | 177 | 53514001391 | 7.5 | LB
2429 | Cord Term&Seal 230V/20'/16-3 SOW-A/1Ph/Auto | EA | 62.5 | 53514001407 | 1.33 | LB
2430 | Seal,Shaft | EA | 27.5 | 53514001414 | 0.1 | LB
2474 | Relay Asm 115V/G5 | EA | 14.5 | 53514001452 | 1 | LB
2475 | Housing,Mtr-&Str 115V/1Ph GE | EA | 215.5 | 53514001469 | 14.75 | LB
2476 | Housing,Mtr-&Str 230/1P"267"GE | EA | 304.5 | 53514001476 | 15 | LB
2477 | Housing,Mtr-&Str 115/1P"139"GE | EA | 1045.5 | 53514001483 | 18.25 | LB
2478 | Housing,Mtr-&Str 230/1Ph "139" GE | EA | 1135 | 53514001490 | 18.5 | LB
2499 | Cover & Cord 115V/1Ph 163 | EA | 219 | 53514001544 | 12.18 | LB
2507 | Cord Term&Seal 115V/20'/16-3 SOW-A/Auto/"163" | EA | 101 | 53514001568 | 1.33 | LB
2508 | Cord Term&Seal 115V/20'/16-3 SOW-A/Nonauto/"163" | EA | 101 | 53514001575 | 1.33 | LB
2524 | Rod,Float-Molded | EA | 2 | 53514001605 | 0.0132 | LB
2570 | Impeller "97/98" | EA | 11 | 53514001612 | 0.2 | LB
2588 | Oil,Dielectric (19 Oz) | EA | 25.5 | 53514001643 | 1.188 | LB
2589 | Case & Switch "97" | EA | 76 | 53514001650 | 2.3 | LB
2593 | Rebuild Kit "97" | EA | 87.5 | 53514001674 | 4 | LB
2596 | Housing,Mtr-& Str 230V/1Ph 97 | EA | 209.5 | 53514001681 | 11.2 | LB
2597 | Parts,Small-Kit 97 | EA | 12.5 | 53514001698 | 1 | LB
2599 | Cover & Handle Asm Br "139" | EA | 415 | 53514001704 | 5.9 | LB
2608 | Screw,.313-18 X 1"HH Cap-SS | EA | 1 | 53514001711 | 0.01 | LB
2609 | Wire Asm-F-I(1) Wire Gy 9" Lg | EA | 3 | 53514001728 | 0.01 | LB
2690 | Base Asm "53/55" | EA | 11 | 53514001773 | 0.42 | LB
2691 | Rotor & Brg 230V | EA | 86.5 | 53514001780 | 4.76 | LB
2701 | Rotor & Brg 115V | EA | 86.5 | 53514001797 | 4.76 | LB
2987 | Plate,Conversion-3" To 2" V&D | EA | 6 | 53514001971 | 0.2 | LB
2998 | Impeller "282" | EA | 72 | 53514002015 | 2.5 | LB
2999 | Impeller "284" | EA | 109 | 53514002022 | 3.5 | LB
3006 | Shaft 26.875" | EA | 58.5 | 53514002053 | 1.603 | LB
3020 | Switch Asm-Cond Mtg | EA | 45.5 | 53514002084 | 0.1 | LB
3021 | Head Brg & Col Asm | EA | 67 | 53514002091 | 2 | LB
3041 | Cord & Term 115V/"03", "67","79","80" & "1080" | EA | 19.5 | 53514002145 | 0.6 | LB
3052 | Grommet,Guide | EA | 13.5 | 53514057572 | 1 | LB
3055 | Guide Asm | EA | 20 | 53514002183 | 0.2 | LB
3060 | Handle,SS "55/59/98" | EA | 2 | 53514002220 | 0.13 | LB
3083 | Rod Asm,Flt/13.5"Lg | EA | 15.5 | 53514002237 | 0.084 | LB
3126 | Seal,SO Cable 14-3 | EA | 31 | 53514002275 | 0.182 | LB
3127 | Seal,Bush & Wash 10-3 Uf Cable | EA | 18 | 53514002282 | 0.17 | LB
3128 | Fastener Pkg (Cvr V Or D FLG) | EA | 1 | 53514002299 | 0.03 | LB
3165 | Wire Pkg (G,R,B) 282 | EA | 8 | 53514002350 | 0.03 | LB
3167 | Rotor & Brg 115/230V "282" GE | EA | 134.5 | 53514002374 | 4 | LB
3168 | Oil,Dielectric-(44 Oz) | EA | 54.5 | 53514002381 | 2.75 | LB
3170 | Rebuild Kit "280" (11/81 Thru 8/86) | EA | 182 | 53514002398 | 8 | LB
3173 | Cover & Cord 115V/1Ph "282" | EA | 206.5 | 53514002411 | 11.9 | LB
3174 | Cover & Cord 230V/1Ph "280" | EA | 211 | 53514002428 | 11.9 | LB
3176 | Rotor & Brg 230V/1Ph | EA | 144.5 | 53514002442 | 4.6 | LB
3177 | Housing,Mtr-& Term Asm"50" | EA | 58 | 53514002459 | 6.8 | LB
3178 | Housing,Mtr-Brg & Term Asm"54" | EA | 73 | 53514002466 | 6.8 | LB
3179 | Housing,Mtr-Brg&Term Br 50 Ser | EA | 700.5 | 53514002473 | 9.1 | LB
3180 | Parts,Small-Kit 53 | EA | 15 | 53514002480 | 0.5 | LB
3181 | Rebuild Kit "53/1053" (9/81 Thru 8/86) | EA | 89.5 | 53514002497 | 3.5 | LB
3188 | Seal,SO Cable 18-2 | EA | 36 | 53514002503 | 0.2 | LB
3229 | Screw,Sem 10-12X.5Hh-Slshmt Sc R Tp A | EA | 1.5 | 53514002527 | 0.01 | LB
3402 | Seal,Thru Wall Term | EA | 2.5 | 53514002602 | 0.005 | LB
3429 | Housing,Pump-&Brg Mach "268" | EA | 173.5 | 53514002619 | 18.6 | LB
3575 | Capacitor & Clamp Asm/40 Uf 370V | EA | 28.5 | 53514002640 | 0.8 | LB
3617 | Cord Term&Seal 115V/15'/16-3 SJOW-A/Nonauto | EA | 48 | 53514002695 | 1.1 | LB
3618 | Cord Term&Seal 230V/20'/16-3 SOW-A/Na/1Ph | EA | 62.5 | 53514002701 | 1.1 | LB
3619 | Cord Term&Seal 115V/25'/16-3 SOW-A | EA | 101.5 | 53514002718 | 1.7 | LB
3644 | Impeller Plastic "53/55"/Sp | EA | 6.5 | 53514002725 | 0.2 | LB
3753 | Connector,Wirenut 14-16 Ga/Ideal #30-073 | EA | 0.5 | 53514086985 | 0.01 | LB
3761 | Cordage Term&Seal/15'/16-4 SOW-A/3Ph/Power | EA | 86 | 53514002961 | 1.3 | LB
3790 | Column,Brass-Asm "Ped" | EA | 36.5 | 53514003098 | 0.5 | LB
3795 | Base-Mach Cast Iron "82" | EA | 30.5 | 53514003104 | 3 | LB
3796 | Base-Mach Brass "83/1083" | EA | 88 | 53514003111 | 2.9 | LB
3801 | Impeller-Plastic "Ped" | EA | 5 | 53514003128 | 0.056 | LB
3810 | Screw,.25-14 X .5 Hwh Sl S.S. | EA | 0.5 | 53514003135 | 0.01 | LB
3845 | Housing,Pump-Mach "1053/1057" | EA | 38 | 53514003234 | 5.5 | LB
3849 | Case & Switch Ci "1053/1057" | EA | 75 | 53514003241 | 2.3 | LB
3851 | Housing,Mtr-& Term "1050" | EA | 59 | 53514003258 | 6.795 | LB
3852 | Base Asm "1053" | EA | 12.5 | 53514003265 | 0.6 | LB
3853 | Base & Strainer Asm "1057" | EA | 35.5 | 53514003272 | 4.75 | LB
3877 | Housing,Pump-Mach "266/267" | EA | 70 | 53514003319 | 13 | LB
3883 | Housing,Pump-Mach "268" | EA | 172.5 | 53514003333 | 13.5 | LB
3884 | Impeller "266/267/268" Cast Iron | EA | 42 | 53514003340 | 1.375 | LB
3901 | Float & Rod Asm "Ped" | EA | 8.5 | 53514003371 | 0.6 | LB
3902 | Shaft Asm "Ped" | EA | 9.5 | 53514003388 | 0.2 | LB
3903 | Guide Asm,"Ped" | EA | 3.5 | 53514003395 | 0.03 | LB
3904 | Switch Asm "Ped" | EA | 33.5 | 53514003401 | 0.2 | LB
3906 | Head & Bearing,Plas-"Ped" | EA | 18.5 | 53514003425 | 0.5 | LB
3907 | Head & Bearing,CI-"82" | EA | 54.5 | 53514003432 | 4.25 | LB
3908 | Head & Bearing,Br-"Ped" | EA | 136 | 53514003449 | 3.8 | LB
3909 | Adapter & Washer "80/1080" | EA | 6 | 53514003456 | 0.11 | LB
3910 | Base & Insert,Plastic 81/1081 | EA | 14 | 53514003463 | 0.3 | LB
3914 | Rebuild Kit "Loboy2" | EA | 87.5 | 53514003487 | 6 | LB
3925 | Screw,#10-16X.75Hwhsl Shmetal Type B/S.S. | EA | 1 | 53514003500 | 0.07 | LB
4021 | Rotor Asm 115/230V/1Ph Emd | EA | 38 | 53514003654 | 3.4 | LB
4029 | Housing,Pump-Mach "1267" | EA | 70.5 | 53514003678 | 12.25 | LB
4036 | Case & Switch "1097" | EA | 72.5 | 53514003692 | 2.1 | LB
4040 | Housing,Mtr-&Str115/1Ph "1267"GE | EA | 211.5 | 53514003715 | 15.1 | LB
4066 | Switch,Mech Flt/SPB/115V/15'Cd/15Amp/.75Hp/N.O. | EA | 94 | 53514095260 | 1.93 | LB
4072 | Hub,Inlet-DWV 4" | EA | 90 | 53514003807 | 1 | LB
4096 | Impeller Br "294" | EA | 97 | 53514003838 | 1.8 | LB
4098 | Cord Term&Seal 230V/20'/14-3 SOW-A/20A Plug/Na | EA | 120.5 | 53514003852 | 14.8 | LB
4099 | Seal,Cord-Asm&Strrlf Heyco 14G | EA | 13.5 | 53514003869 | 0.02 | LB
4118 | Screw,#6-20X.625 Slotted Indented Hex Washer Head Metal, Zinc Pltd/Type B | EA | 0.5 | 53514003968 | 0.01 | LB
4164 | Switch Asm,Ped-Zco/Pegboard Display Package | EA | 39.5 | 53514004026 | 0.2 | LB
4173 | Impeller Br "295" | EA | 176 | 53514004071 | 2 | LB
4174 | Wire Pkg (White,Black,Blue,Blue,Red,Yellow)/1.5/2Hp | EA | 18 | 53514004088 | 0.02 | LB
4179 | Rebuild Kit "295" | EA | 184 | 53514004095 | 7 | LB
4188 | Housing,Pump-Mach 161/185/188/189 | EA | 161 | 53514004101 | 16 | LB
4194 | Wire Asm-F-I(1)Wire Wh 7" Lg | EA | 3 | 53514004118 | 0.02 | LB
4198 | Housing,Pump-Mach "189" | EA | 155 | 53514004125 | 17 | LB
4199 | Impeller Br "185" | EA | 171 | 53514004132 | 2 | LB
4200 | Clamp,Strain Relief-#2F | EA | 0.5 | 53514079000 | 0.01 | LB
4203 | Impeller Br "165/188" | EA | 190 | 53514004149 | 2.3 | LB
4205 | Cord Term&Seal 230V/20'/14-3 SOW-A/20A Plug/Auto | EA | 115.5 | 53514004156 | 3.6 | LB
4207 | Impeller Br "189" | EA | 241 | 53514004170 | 3 | LB
4208 | Rebuild Kit "189" | EA | 185.5 | 53514004187 | 7 | LB
4214 | Housing,Pump-Mach 163/165/186 | EA | 155 | 53514004194 | 17 | LB
4216 | Impeller "163" | EA | 152.5 | 53514004200 | 1.9 | LB
4222 | Impeller "293" | EA | 175.5 | 53514004217 | 1.6 | LB
4234 | Rebuild Kit "188" | EA | 178.5 | 53514004248 | 7 | LB
4247 | Case & Switch Brass "1059" | EA | 289.5 | 53514004255 | 3.1 | LB
4251 | Rebuild Kit "294" | EA | 177 | 53514004262 | 7 | LB
4281 | Cord Term&Seal 230V/20'/18-3 SOW-A/"XE189/295" | EA | 108 | 53514004309 | 3 | LB
4304 | Clamp,#40Hs Worm-SS | EA | 11 | 53514004354 | 6.25 | LB
4305 | Screw,.25-20 X .625Hh Cap-SS | EA | 0.5 | 53514004361 | 0.01 | LB
4307 | Impeller "161" | EA | 152.5 | 53514004378 | 2 | LB
4322 | Seal,Cord-Asm | EA | 2.5 | 53514004392 | 0.02 | LB
4327 | Switch & Seal Asm | EA | 32.5 | 53514004415 | 0.2 | LB
4351 | Nut,7/16-20 Acorn SS | EA | 5 | 53514004514 | 0.01 | LB
4374 | Cord Term&Seal 230V/20'/14-3 SOW-A/20A Plug/Auto | EA | 176.5 | 53514004545 | 3.6 | LB
4376 | Cord Term&Seal 230V/20'/14-3 SOW-A/20A Plug/Na | EA | 177 | 53514004569 | 3.6 | LB
4377 | Cord Term&Seal 230V/20'/18-3 SOW-A/"XE189/295" | EA | 108 | 53514004576 | 2.6 | LB
4378 | Seal,Cord-Asm&Str Rlf T&B 18Ga | EA | 52.5 | 53514004583 | 0.2 | LB
4380 | Cover & Seal Asm 14Ga | EA | 192.5 | 53514004606 | 11.1 | LB
4400 | Pipe,Discharge-Asm "Pd&Dp" | EA | 17.5 | 53514004620 | 0.6 | LB
4416 | Screw,.25-20 X 1" Lg HH Stlzi | EA | 0.5 | 53514042172 | 0.01 | LB
4452 | Seal Pak-"PF & QJ" | EA | 15 | 53514004682 | 0.1 | LB
4480 | Washer,Flat-SS .25" Standard | EA | 0.5 | 53514026240 | 0.01 | LB
4486 | Seal,Cord-Asm "WM267 PF & QJ" | EA | 3 | 53514004736 | 0.2 | LB
4529 | Screw,.25-20 X 2" Hex Head/SS | EA | 1.5 | 53514026257 | 0.03 | LB
4531 | Screw,.25-20 X 1" Lg RHM SS | EA | 1 | 53514026264 | 0.02 | LB
4583 | Rebuild Kit "295" | EA | 240.5 | 53514004965 | 7 | LB
4584 | Rebuild Kit "189" | EA | 242 | 53514004972 | 7 | LB
4597 | Basin Asm,Drain Pump | EA | 339 | 53514005016 | 8 | LB
4610 | Case-Mach "130/260" | EA | 34.5 | 53514005030 | 4.05 | LB
4611 | Case-Mach Brass "139" | EA | 398.5 | 53514005047 | 4.75 | LB
4612 | Case-Mach "1130/1260" | EA | 54 | 53514005054 | 4.05 | LB
4614 | Case-Mach "160/180/280/290" | EA | 116 | 53514005061 | 9.5 | LB
4628 | Hardware Pak,"Pd&Dp" | EA | 72.5 | 53514005085 | 0.3 | LB
4644 | Screw,#6-32X7/16/Rh/Pan Head Phillips/Type F/Self Tapping Zinc Plated | EA | 0.5 | 53514005108 | 0.01 | LB
4645 | Guard,"55/59/98" | EA | 5 | 53514005115 | 0.265 | LB
4664 | Flapper Asm 3"CI Check | EA | 58.5 | 53514030223 | 1 | LB
4672 | Housing,Mtr-&Str 115V/1Ph/WM GE | EA | 223.5 | 53514005146 | 15.1 | LB
4676 | Guide Asm,Flt Rod | EA | 3 | 53514005177 | 0.06 | LB
4700 | Cord Term&Seal 115V/ 9'/18-3 SJTW-A/Auto | EA | 24 | 53514005320 | 1.4 | LB
4702 | Case & Switch "50" | EA | 70 | 53514005344 | 2.2 | LB
4703 | Case Handle & Arm "50" | EA | 38 | 53514005351 | 2.3 | LB
4704 | Arm & Seal Asm "50" | EA | 28 | 53514005368 | 0.2 | LB
4705 | Switch Asm "50" | EA | 39.5 | 53514005375 | 0.1 | LB
4706 | Rebuild Kit "53/1053/55"(9/86 Thru Current) | EA | 85 | 53514005382 | 4 | LB
4707 | Cord Term&Seal 230V/ 9'/18-3 SJTW-A/Auto/1Ph | EA | 37 | 53514005399 | 1.4 | LB
4708 | Cord Term&Seal 115V/15'/18-3 SJTW-A/Nonauto | EA | 33 | 53514005405 | 1.4 | LB
4709 | Cord Term&Seal 230V/15'/18-3 SJTW/Na/1Ph | EA | 55 | 53514005412 | 1.6 | LB
4710 | Parts,Small-Kit "53/1053/55" | EA | 12.5 | 53514005429 | 0.5 | LB
4711 | Case & Switch Brass "50" | EA | 297.5 | 53514005436 | 3.3 | LB
4712 | Housing,Mtr-& Term Asm "50" | EA | 46.5 | 53514005443 | 6.8 | LB
4713 | Housing,Mtr-Brg&Term Br "50" | EA | 719 | 53514005450 | 9.5 | LB
4714 | Case Handle & Arm Brass/"50" | EA | 265.5 | 53514005467 | 3.4 | LB
4716 | Rebuild Kit "57/59/1057/1059"(9/86 Thru Current) | EA | 83 | 53514005474 | 4 | LB
4717 | Cord Term&Seal ED/115V/9'/16-3 SJOW-A/Auto | EA | 47 | 53514005481 | 1 | LB
4718 | Cord Term&Seal ED/230V/15'/16-3 SJOW-A/Auto | EA | 57.5 | 53514005498 | 1.6 | LB
4719 | Cord Term&Seal ED/115V/15'/16-3 SJOW-A/Nonauto | EA | 53.5 | 53514005504 | 1.6 | LB
4720 | Cord Term&Seal ED/230V/15'/16-3 SJOW-A/Nonauto | EA | 56 | 53514005511 | 1.6 | LB
4721 | Seal,Cord-Asm ED | EA | 9.5 | 53514005528 | 0.2 | LB
4722 | Parts,Small-Kit "57/59" | EA | 10.5 | 53514005535 | 0.5 | LB
4723 | Cord Term&Seal 115V/15'/18-3 Sjow-A/Auto | EA | 40.5 | 53514005542 | 1.6 | LB
4725 | Case Handle & Arm "97" | EA | 38.5 | 53514005566 | 2.2 | LB
4732 | Rebuild Kit "97/1097" | EA | 83 | 53514005580 | 4 | LB
4735 | Cord Term&Seal 230V/15'/18-3 Sjow-A/Auto/1Ph | EA | 44 | 53514005610 | 1.6 | LB
4736 | Cord Term&Seal 115V/15'/18-3 Sjow-A/Nonauto | EA | 40.5 | 53514005627 | 1.6 | LB
4737 | Cord Term&Seal 230V/15'/18-3 Sjow-A/Nonauto | EA | 43.5 | 53514005634 | 1.6 | LB
4738 | Parts,Small-Kit "97" | EA | 10 | 53514005641 | 0.5 | LB
4739 | Case & Switch Asm "130/260" | EA | 91.5 | 53514005658 | 5.1 | LB
4740 | Switch Asm "130/260" | EA | 36 | 53514005665 | 0.1 | LB
4741 | Arm & Seal Asm "130/260" | EA | 26 | 53514005672 | 0.2 | LB
4742 | Case & Switch Asm "139" | EA | 472.5 | 53514005689 | 5.3 | LB
4743 | Rebuild Kit "130/260" (See Notes) | EA | 117.5 | 53514005696 | 4 | LB
4744 | Switch Asm "160/180/290" | EA | 37.5 | 53514005702 | 0.2 | LB
4745 | Arm & Seal Asm "160/180/290" | EA | 28 | 53514005719 | 0.2 | LB
4746 | Case Switch & Cord 115V/1Ph | EA | 279.5 | 53514005726 | 13.1 | LB
4747 | Rebuild Kit "160/185/292/293" | EA | 239.5 | 53514005733 | 7 | LB
4748 | Case Switch & Cord 230V/1Ph | EA | 287 | 53514005740 | 13.3 | LB
4749 | Wire Pkg (5) Wires | EA | 13.5 | 53514005757 | 0.03 | LB
4750 | Case Switch & Cord 230V//1Ph/14Ga Wires | EA | 287 | 53514005764 | 13.3 | LB
4751 | Wire Pkg(5)Wires 1.5/2 Hp | EA | 15 | 53514005771 | 0.03 | LB
4752 | Rebuild Kit "188/294" | EA | 240.5 | 53514005788 | 7 | LB
4753 | Rebuild Kit "189/295" | EA | 235.5 | 53514005795 | 7 | LB
4755 | Switch Asm "282" | EA | 36 | 53514005818 | 0.1 | LB
4756 | Wire Pkg (2)Wires | EA | 5.5 | 53514005825 | 0.02 | LB
4757 | Case Switch & Cord 115V/1Ph/"282" | EA | 253 | 53514005832 | 13 | LB
4758 | Rebuild Kit "280" (9/86 Thru 12/92) | EA | 172.5 | 53514005849 | 7 | LB
4759 | Case Switch & Cord 230V/1Ph/"282" | EA | 261.5 | 53514005856 | 13 | LB
4760 | Case & Switch Ci "1053/1057" | EA | 70.5 | 53514005863 | 2.1 | LB
4761 | Case Handle & Arm Ci/"1053/1057" | EA | 41.5 | 53514005870 | 2.2 | LB
4762 | Housing,Mtr-&Term "Loboy1 & 2" | EA | 48 | 53514005887 | 6.8 | LB
4763 | Case & Switch Brass "1059" | EA | 285 | 53514005894 | 3.1 | LB
4764 | Case Handle & Arm Br/"1059" | EA | 253 | 53514005900 | 3.3 | LB
4765 | Case & Switch "1098" | EA | 68 | 53514005917 | 2.1 | LB
4766 | Case Handle & Arm "1098" | EA | 41 | 53514005924 | 2.1 | LB
4768 | Case & Switch "1267" | EA | 109.5 | 53514005948 | 5.1 | LB
4847 | Case Switch & Cord 230V/1Ph/"284" | EA | 267.5 | 53514005955 | 12.1 | LB
4892 | Switch Asm Rack Pack"50/90" Ah | EA | 40.5 | 53514006006 | 0.5 | LB
4893 | Switch Asm Rakpak"1050/1097"Ah | EA | 59 | 53514006013 | 0.5 | LB
4912 | Float-Mach HT | EA | 13.5 | 53514006068 | 0.36 | LB
4913 | Clamp,#Hf561SS Worm-SS | EA | 4.5 | 53514034313 | 8 | LB
4992 | Motor Asm 230V/1Ph/1.5-2Hp | EA | 670.5 | 53514006273 | 35 | LB
4994 | Rotor & Brg Asm 230/1P/1.5-2Hp | EA | 134 | 53514006297 | 5 | LB
4997 | Hub & Seal-Ci/4"/Curved/For 18"-72" Dia Basins | EA | 82.5 | 53514006303 | 6 | LB
5032 | Float,Metal | EA | 129 | 53514006402 | 1.08 | LB
5075 | Housing,Mtr-&Str 230/1Ph"1267GE | EA | 284.5 | 53514006464 | 15.1 | LB
5076 | Cover & Handle "1050" | EA | 42.5 | 53514006471 | 1.8 | LB
5077 | Cover & Handle "1097" | EA | 42.5 | 53514006488 | 1.8 | LB
5095 | Seal,Shaft-Asm .5"Dia/HT | EA | 61 | 53514006518 | 0.2 | LB
5098 | Seal,Shaft-Asm .625" Dia/HT | EA | 136.5 | 53514006525 | 0.2 | LB
5131 | Cordage Term&Seal/20'/16-4 SOW-A/3Ph/Power | EA | 138 | 53514006624 | 3.6 | LB
5134 | Impeller 3Ph "295" | EA | 180 | 53514006655 | 2 | LB
5167 | Conduit-Mach 3' "HT" | EA | 55 | 53514006723 | 0.2 | LB
5188 | Impeller Br "292" | EA | 215.5 | 53514006778 | 2 | LB
5192 | Seal,Window-Bsn Cvr 18"/10'Stack/15 FootLong | EA | 52.5 | 53514006792 | 1 | LB
5196 | Seal,Pipe-4"(For 5"Hole) | EA | 17 | 53514006839 | 0.19 | LB
5198 | Hub & Seal-Ci/4"/Flat/Fits All Basins W/Flat | EA | 83 | 53514006846 | 5 | LB
5199 | Base-Molded "264/266/270/271" | EA | 28.5 | 53514006853 | 1.04 | LB
5252 | Conduit-Mach 6' "HT" | EA | 100.5 | 53514006969 | 0.6 | LB
5315 | Flapper Asm 2"Female NPT Check | EA | 43.5 | 53514030230 | 0.75 | LB
5326 | Screw,#10-10X1-Unsltd Hex Wash | EA | 0.5 | 53514007065 | 0.01 | LB
5348 | Cord Term&Seal HT/115V/15'/16-3 SJOW-A/Auto | EA | 52 | 53514007102 | 2.2 | LB
5349 | Case & Switch HT Brass | EA | 298 | 53514007119 | 2.6 | LB
5350 | Switch Asm-HT | EA | 33 | 53514007126 | 0.2 | LB
5351 | Cordage & Term/HT/3'/16-3 SOW-A/Auto | EA | 17 | 53514007133 | 0.3 | LB
5352 | Rod,Float-Asm HT | EA | 107.5 | 53514007140 | 0.6 | LB
5353 | Rebuild Kit "3097" | EA | 307 | 53514007157 | 6 | LB
5354 | Cordage & Term/HT/6'/16-3 SOW-A/Nonauto | EA | 24 | 53514007164 | 0.75 | LB
5356 | Housing,Mtr-&Str115/1Ph "3137"GE | EA | 287.5 | 53514007188 | 16 | LB
5357 | Housing,Mtr-&Str 230/1Ph "3137"GE | EA | 279 | 53514007195 | 16 | LB
5358 | Housing,Mtr-&Str 115/1Ph "3139"GE | EA | 1098.5 | 53514007201 | 19 | LB
5359 | Housing,Mtr-&Str 230/1Ph "3139"GE | EA | 1090 | 53514007218 | 19 | LB
5362 | Rebuild Kit M&D "3137"/(10/87-9/94) | EA | 604.5 | 53514007249 | 6 | LB
5366 | Rebuild Kit 3282 10/87-5/92 | EA | 687.5 | 53514007287 | 6 | LB
5369 | Cord Term&Seal HT/230V/15'/16-3 SJOW-A/Auto | EA | 53.5 | 53514007294 | 2 | LB
5383 | Case Switch & Cord 200V/1Ph | EA | 289 | 53514007348 | 13.5 | LB
5397 | Housing,Mtr-&Str 230V/1Ph "3097" | EA | 230.5 | 53514007379 | 10.5 | LB
5434 | Case Handle & Arm Brass/HT | EA | 267.5 | 53514007386 | 3.2 | LB
5435 | J-Box Asm "HT Na Pumps" | EA | 328 | 53514007393 | 1 | LB
5454 | Guide Asm,Float Rod- | EA | 2 | 53514007508 | 0.01 | LB
5477 | Guide Asm,Float Rod-"262" | EA | 2 | 53514007607 | 0.01 | LB
5587 | Seal,Pipe-3"(For 4"Hole) | EA | 14.5 | 53514026288 | 0.14 | LB
5588 | Seal,Pipe-2"(For 3"Hole) | EA | 11.5 | 53514026202 | 0.12 | LB
5591 | Hardware Pak,"PF & QJ" | EA | 56 | 53514008222 | 0.5 | LB
5639 | Pipe,Pvc 1.5" X 5" Sch 40 | EA | 9 | 53514069919 | 0.21 | LB
5642 | Fitting,Pvc 1.25" Reducing Slip X 1"FPT/Sch 40 | EA | 3.5 | 53514069926 | 0.095 | LB
5643 | Fitting,Pvc 1" NPT To 1"Hose | EA | 4 | 53514069933 | 1.16 | LB
5644 | Fitting,Pvc 1.5" 90D El/Sch 40 | EA | 4 | 53514034368 | 0.36 | LB
5645 | Fitting,Pvc 1.5" Tee/Sch40/(Pressure Fitting) | EA | 5 | 53514069971 | 0.509 | LB
5676 | Switch,Mf-6'W/Term "505/1505" | EA | 49.5 | 53514028305 | 0.84 | LB
5677 | Charger,115Vac-12Vac/2A | EA | 27.5 | 53514030087 | 2 | LB
5686 | Paint,Green Spray | EA | 64 | 53514008413 | 1 | LB
5701 | Seal,O-Ring .093+/-.005 X 32.25 +/- .25" | EA | 2.5 | 53514029869 | 0.01 | LB
5703 | Hose & Clamp Asm | EA | 9.5 | 53514027803 | 0.9 | LB
5704 | Mounting Asm,Pump-"DC Pump" | EA | 6 | 53514027810 | 1 | LB
5747 | Switch "112" | EA | 1262.5 | 53514025830 | 19 | LB
5779 | Rail Disconnect Fitting (2") | EA | 645 | 53514025182 | 2 | LB
5818 | Switch Asm Rack Pack"130/260" Ah | EA | 41.5 | 53514025847 | 0.5 | LB
5868 | Tie,Cable-11.5" Lg | EA | 1 | 53514045739 | 0.01 | LB
5926 | Bolt,Eye-.375-16 X 1.5" SS | EA | 123.5 | 53514030216 | 0.19 | LB
5952 | Hardware Pak,30/36/48"D/2V2D/10'T/(17-0064/72/76 | EA | 81 | 53514028763 | 3 | LB
5953 | Hardware Pak,30/36/48"D/2V3D/10'T/(17-0065/73/77 | EA | 81 | 53514028770 | 3 | LB
5954 | Hardware Pak,30/36/48"D/3V3D/10'T/(17-0066/74/78 | EA | 81 | 53514028787 | 3 | LB
5955 | Hardware Pak,30/36/48"D/3V2D/10'T/(17-0067/75/79 | EA | 88.5 | 53514028794 | 5 | LB
5985 | Flapper Asm-2" For Plastic Check Valve | EA | 7.5 | 53514035440 | 0.7 | LB
6018 | Seal,Cord-Basin Cover/1Hl/W/Split For 2.5"Hl | EA | 4.5 | 53514045692 | 0.079 | LB
6041 | Seal,Rail Disconnect 4" | EA | 66 | 53514034375 | 0.26 | LB
6063 | Oil,Dielectric-(19 Oz) HT | EA | 39 | 53514027759 | 1.188 | LB
6064 | Oil,Dielectric-(26 Oz)/HT | EA | 46.5 | 53514027766 | 1.53 | LB
6065 | Oil,Dielectric-(44 Oz)/HT | EA | 78.5 | 53514027773 | 2.75 | LB
6090 | Cord Term&Seal 115V/15'/16-3 SJOW-A/"WM267" | EA | 52 | 53514027872 | 1.9 | LB
6107 | Housing,Pump-Mach "98" | EA | 74 | 53514029449 | 11 | LB
6108 | Housing,Pump-Mach "1098" | EA | 108.5 | 53514029456 | 12 | LB
6120 | Nut,#6-32 Serrated Hwh Lock-Zi | EA | 0.5 | 53514029876 | 0.001 | LB
6135 | Capacitor & Clamp Asm/35 Uf 370V | EA | 24.5 | 53514027858 | 0.5 | LB
6156 | Hardware Pak,24"Dia/2V2D/10'T/Sim/(For 17-0068) | EA | 60 | 53514028268 | 3 | LB
6157 | Hardware Pak,24"Dia/2Vd&3Vd/10'T/(For 17-0069/71 | EA | 54 | 53514028275 | 3 | LB
6159 | Hardware Pak,24"Dia/3V3D/10'T/Sim/(For 17-0070) | EA | 60 | 53514028299 | 3 | LB
6165 | Rebuild Kit "405" | EA | 190 | 53514028862 | 6 | LB
6174 | Conduit-Mach 8' "HT" | EA | 132.5 | 53514028947 | 0.8 | LB
6215 | Rod,Float-Molded/"98" | EA | 2 | 53514029043 | 0.0138 | LB
6221 | Terminal,Female Pin 12-14Ga | EA | 1 | 53514029401 | 0.01 | LB
6281 | Cordage Cond&Sls/HT/10'/16-3 Sow-A/Nonauto | EA | 307 | 53514029807 | 2.1 | LB
6282 | Conduit-Mach 10' "HT" | EA | 165 | 53514029784 | 0.8 | LB
6284 | Cord Term&Seal 230V/25'/14-3 SO/1Ph/Nonauto | EA | 273 | 53514029814 | 4.4 | LB
6285 | Cord Term&Seal 230V/25'/14-3 SO/1Ph/Auto | EA | 272.5 | 53514029821 | 4.4 | LB
6290 | Cord Term&Seal 115V/20'/14-3 SOW-A/Auto/20A Plug | EA | 161 | 53514029968 | 3.6 | LB
6291 | Cord Term&Seal 115V/20'/14-3 SOW-A/Nonauto | EA | 177.5 | 53514029975 | 3.6 | LB
6294 | Cover & Cord 115/1Ph/50'/160/292 | EA | 452 | 53514030148 | 19.7 | LB
6302 | Seal,Foam-Clsd Cell Psa 1 X .25 X 60 | EA | 12 | 53514034382 | 1 | LB
6333 | Base-Mach "57/98" | EA | 34 | 53514030124 | 4.41 | LB
6334 | Base-Mach "1057/1098" | EA | 34 | 53514034399 | 4.75 | LB
6402 | Washer,Lock SS .312 Id | EA | 0.5 | 53514084738 | 0.01 | LB
6622 | Kit,Display Case "Zep" | EA | 684.9 | 53514069711 | 50 | LB
6703 | Bearing,Radial 6201 | EA | 4.5 | 53514035549 | 0.082 | LB
6815 | Hardware Pak,"PF&QJ" Poly | EA | 53 | 53514030773 | 2 | LB
6817 | Valve,Unicheck-Plastic/2" PF/QJ | EA | 67.5 | 53514067632 | 1.6 | LB
6841 | Key,Woodruff #404/Carbon Steel | EA | 1 | 53514032661 | 0.01 | LB
6846 | Nut,7/16-20 SS Hex | EA | 1.5 | 53514032678 | 0.03 | LB
6847 | Washer,7/16 Std Flat SS | EA | 1 | 53514032685 | 0.01 | LB
6923 | Seal,Cord-Asm | EA | 9.5 | 53514031893 | 0.2 | LB
6925 | Cord Term&Seal 115V/ 9'/16-3 SJOW-A/Auto/Dp | EA | 44.5 | 53514031916 | 0.86 | LB
6927 | Cord Term&Seal 115V/ 9'/16-3 SJOW-A/Drain Pump | EA | 51 | 53514031930 | 0.9 | LB
6929 | Cord Term&Seal 200V/10'/16-3 SOW-A/Auto | EA | 50 | 53514031954 | 1.8 | LB
6947 | Rotor & Brg 200/230V/1Ph "405" | EA | 151 | 53514032692 | 5.25 | LB
6948 | Rotor & Brg 200/230/460/575V/3Ph/"405" | EA | 151 | 53514032708 | 5.3 | LB
6949 | Rebuild Kit "98/1098" | EA | 91.5 | 53514032715 | 4 | LB
7051 | Oil,Dielectric-(30.5 Oz) | EA | 33 | 53514032739 | 1.9 | LB
7061 | Impeller Asm 3Ph "284" | EA | 110 | 53514032845 | 3.5 | LB
7063 | Impeller Asm 3Ph "282" | EA | 85.5 | 53514032869 | 2.5 | LB
7087 | Case & Switch HT "3098" | EA | 84.5 | 53514035327 | 5.7 | LB
7088 | Case Handle & Arm HT/"3098" | EA | 59.5 | 53514035334 | 5.6 | LB
7089 | Switch Asm "3098" | EA | 26.5 | 53514035341 | 0.2 | LB
7091 | Cordage & Term/HT/3'/16-4 SOW-SOOW/Auto/"3098" | EA | 20 | 53514035365 | 0.5 | LB
7092 | Housing,Mtr-& Term Asm "3098" | EA | 60 | 53514035372 | 7 | LB
7093 | Capacitor Asm 10Uf 250V/"3098" | EA | 24.5 | 53514035389 | 0.4 | LB
7094 | Cordage & Term/HT/6'/16-4 SOW or SOOW/Na/"3098" | EA | 26.5 | 53514035396 | 1.1 | LB
7096 | Rebuild Kit M&D "3098"/(8/91-9/94) | EA | 502.5 | 53514035419 | 5 | LB
7453 | Relay,Universal Supco | EA | 95.5 | 53514107727 | 1 | LB
7642 | Capacitor,10Uf/250Vac/"98" | EA | 36 | 53514037031 | 0.14 | LB
7650 | Wire Asm-F (1)Wire Black 6"Lg | EA | 2.5 | 53514037215 | 0.01 | LB
7671 | Impeller Asm "405" (Keyed) | EA | 131 | 53514037840 | 5 | LB
7725 | Hardware Pak,"Pd/Dp" | EA | 22 | 53514041250 | 2 | LB
7735 | Disc,Cutter- S.S. | EA | 140.5 | 53514214920 | 1.345 | LB
7757 | Plate,Seal-Mach."841" | EA | 79 | 53514087012 | 4.78 | LB
7758 | Impeller-Mach "840/7011"/Br | EA | 411.5 | 53514060015 | 4.425 | LB
7761 | Screw,#10-24 X .875-Flt Sh Cap SS. | EA | 0.5 | 53514081805 | 0.01 | LB
7763 | Seal Asm,Shaft "840" | EA | 43 | 53514056254 | 0.1 | LB
7765 | Bearing,Radial 7306B | EA | 42.5 | 53514084769 | 0.84 | LB
7768 | Screw,.25-20 X .75"Sh Cap SS. | EA | 0.5 | 53514081799 | 0.01 | LB
7769 | Ring,Snap-5100-100 Truarc | EA | 1.5 | 53514087029 | 0.01 | LB
7770 | Sensor,Moisture Asm "840/6840" | EA | 23.5 | 53514082246 | 0.01 | LB
7771 | Seal,Sq-Ring Adapter 840 | EA | 2.5 | 53514069681 | 0.01 | LB
7772 | Seal,Sq-Ring Seal Plate "840" | EA | 2 | 53514069698 | 0.01 | LB
7773 | Seal,Sq-Ring Cover "840" | EA | 1.5 | 53514083755 | 0.01 | LB
7774 | Screw,#10-24 X .625"Sh Cap SS | EA | 0.5 | 53514087036 | 0.01 | LB
7775 | Key,.1875X.1875X1.656 SS | EA | 8 | 53514087043 | 0.01 | LB
7790 | Screw,.25-20 X 1" Hhm-S.S. | EA | 0.5 | 53514087050 | 0.02 | LB
7797 | Switch,Mf-6' W/Terminal "510" | EA | 66.5 | 53514039646 | 0.88 | LB
7798 | Mounting Asm,Pump-"510" | EA | 17 | 53514039868 | 1 | LB
7802 | Case & Switch HT | EA | 82 | 53514038274 | 5.7 | LB
7807 | Paint,Black Pint Can Highsolid | EA | 21 | 53514039394 | 1 | LB
7848 | Clip,Tether Fs PF/QJ | EA | 2 | 53514039530 | 0.01 | LB
7911 | Cord Term&Seal 230V/20'/14-3 SOW-A/Nonauto | EA | 181 | 53514040000 | 3.6 | LB
7951 | Stator 115V/1Ph GE Unmachined | EA | 72 | 53514041670 | 3.6 | LB
7952 | Stator 230V/1Ph Unmachined "50 | EA | 135.5 | 53514041687 | 4.1 | LB
7978 | Rotor & Brg 115/230V "282" GE | EA | 78 | 53514042196 | 4 | LB
7980 | Rebuild Kit "280" (1/93 Thru Current) | EA | 171.5 | 53514042219 | 7 | LB
8515 | Pipe,Discharge-Asm QJ/PF | EA | 26.5 | 53514042837 | 0.3 | LB
8528 | Guard,Cutter-Plastic 820/840 | EA | 9 | 53514069704 | 0.063 | LB
8533 | Washer,Retaining-"840" | EA | 2.5 | 53514081812 | 0.01 | LB
8534 | Housing,Pump-Mach "840" | EA | 173.5 | 53514060022 | 11.76 | LB
8570 | Rebuild Kit "3282" (6/92-11/92) | EA | 692 | 53514042981 | 6 | LB
8571 | Rebuild Kit "3282" (12/92 Thru 9/94) | EA | 691 | 53514042998 | 6 | LB
8581 | Rotor & Brg 230V/1Ph (284) | EA | 143 | 53514043032 | 4.5 | LB
8634 | Kit,Wax Ring Seal | EA | 31 | 53514044459 | 2.1 | LB
8642 | Housing,Mtr-&Str/Rtr/230/1Ph/"130-260" | EA | 340 | 53514045661 | 15.3 | LB
8646 | Base-Mach "267" | EA | 51 | 53514047498 | 9.5 | LB
8731 | Fitting,Pvc 1.25/9OD Street El/Fem SlipxMale Slip | EA | 7 | 53514087067 | 0.3 | LB
8772 | Clamp,#H16SS Worm-Stainless Steel | EA | 3 | 53514142315 | 0.46 | LB
8780 | Base-Molded, "1264/1266" | EA | 28 | 53514079710 | 1.07 | LB
8813 | Seal,Pipe-1.25" (For 2" Hole) | EA | 10 | 53514082284 | 0.09 | LB
8833 | Adapter-Mach Lower/Dbl Sl | EA | 214.5 | 53514080501 | 8.7 | LB
8835 | Adapter-Mach Upper/Dbl Sl/Mst Sn | EA | 194 | 53514082482 | 16.1 | LB
8862 | Adapter-Mach Upper/ W/O Sensor | EA | 177.5 | 53514080495 | 16.1 | LB
8995 | Housing,Pump-Mach Asm.-Homeguard | EA | 182.5 | 53514050269 | 1 | LB
8996 | Hose & Washer Asm-Homeguard | EA | 9.5 | 53514050276 | 0.287 | LB
8997 | Clamp,Hose-SS 7/16-1"Dia(No. 8) | EA | 4 | 53514050283 | 0.04 | LB
8998 | Coupling,Pvc 1.25"Thread"Homeguard" | EA | 6 | 53514050290 | 0.3 | LB
8999 | Ejector Asm-Homeguard | EA | 23 | 53514050306 | 0.12 | LB
9000 | Seal,Ejector-Homeguard | EA | 5 | 53514050313 | 0.002 | LB
9001 | Seal,O-Ring (213) Homeguard | EA | 0.5 | 53514050320 | 0.002 | LB
9002 | Seal,O-Ring (204) Homeguard | EA | 1 | 53514050337 | 0.0001 | LB
9008 | Cap & Washer 1.25"NPT-Homeguard | EA | 17.5 | 53514050399 | 0.046 | LB
9009 | Valve,Check-Homeguard | EA | 40 | 53514050405 | 0.234 | LB
9051 | Oil,Dielectric-(57 Oz) | EA | 53.5 | 53514050023 | 3.56 | LB
9053 | Cordage Term&Seal/20'/18-2 SOW-A/MS/1Ph/"840" | EA | 77.5 | 53514050047 | 1.5 | LB
9054 | Cordage Term&Seal/20'/14-6 SOW-A/Power/"840" | EA | 276 | 53514050054 | 2.65 | LB
9055 | Adapter Asm Grinder | EA | 368.5 | 53514050061 | 28 | LB
9056 | Oil,Dielectric (12 Oz) | EA | 22 | 53514050078 | 0.75 | LB
9057 | Cutter & Disc Asm Grinder | EA | 354 | 53514050085 | 3.2 | LB
9064 | Oil,Dielectric-(67 Oz) | EA | 58.5 | 53514050122 | 4.19 | LB
9066 | Cordage Term&Seal/20'/18-4 SOW-A/M&T Sen/"840" | EA | 140 | 53514050146 | 2.4 | LB
9067 | Seal,Cord-Asm | EA | 9 | 53514050160 | 0.2 | LB
9111 | Screw,#8-32 X .625" Ph R.H. Type F-410 S.S. | EA | 0.5 | 53514057527 | 0.01 | LB
9117 | Bracket,Switch Mtg./Qwik Jon/Power Flush | EA | 33.5 | 53514057435 | 0.2 | LB
9118 | Rod,Float-Vert Switch(PF/QJ/Poly) | EA | 6 | 53514057534 | 0.0475 | LB
9119 | Float,Mech Switch (PF/QJ) | EA | 4.5 | 53514057541 | 0.05 | LB
9120 | Float Rod Stop-Mech Switch (PF&QJ) | EA | 1.5 | 53514057565 | 0.025 | LB
9121 | Float Rod Retaining Pin-Mech Switch (PF/QJ) | EA | 1 | 53514057558 | 0.025 | LB
9124 | Hardware Pak,"PF&QJ" Poly | EA | 57.5 | 53514054618 | 0.5 | LB
9128 | Wire Asm Sensor Moisture/Neoprene | EA | 3.5 | 53514082499 | 0.1 | LB
9129 | Fitting,PVC 1.25" Coupling/Slip x Slip/Sch 40 | EA | 2.5 | 53514069940 | 0.116 | LB
9139 | Hardware Pak,18"Split Cvr/2-3V/3D(For 17-0031/52) | EA | 40.5 | 53514064198 | 0.1 | LB
9162 | Rebuild Kit "840/6840" | EA | 373 | 53514052324 | 10 | LB
9228 | Hardware Pak,24"Dia/2D/Sim/(For 17-0032/56) | EA | 56 | 53514065423 | 0.1 | LB
9229 | Hardware Pak,24"Dia/3D/Sim/(For 17-0033/53) | EA | 49.5 | 53514065430 | 0.1 | LB
9257 | Rotor & Brg 230/460V/3Ph/1Hp | EA | 176 | 53514054151 | 4.75 | LB
9288 | Hardware Pak,18"Dia/2V2D/10'T/Sim/(For 17-0080) | EA | 56 | 53514067175 | 2 | LB
9289 | Hardware Pak,18"Dia/2Vd&3Vd/10'T/(For 17-0081/83 | EA | 55.5 | 53514067182 | 0.1 | LB
9344 | Hardware Pak,Switch/(PF/QJ) Poly | EA | 12 | 53514054625 | 0.15 | LB
9453 | Housing,Switch-Mach/Hi-Temp/Auto | EA | 125 | 53514055622 | 5.6 | LB
9454 | Housing-Switch-Mach/Hi-Temp/Non-Auto | EA | 115 | 53514055639 | 5.6 | LB
9495 | Rotor & Brg Asm200/230/460V/3Ph/.5Hp/GE | EA | 153 | 53514056568 | 5 | LB
9511 | Housing,Mtr-& Str 200V/3Ph | EA | 392 | 53514056650 | 13 | LB
9518 | Housing,Pump-Mach "140" | EA | 173.5 | 53514082871 | 13.75 | LB
9519 | Housing,Pump-Mach "270" | EA | 272.5 | 53514077358 | 16.5 | LB
9540 | Bearing,Radial 6302 | EA | 7.5 | 53514083199 | 0.2 | LB
9545 | Screw,.25-20 X .75Lg HH SS (Nylock Pre-Coat 80) | EA | 3.5 | 53514081782 | 0.01 | LB
9578 | Seal,Cord-2 Hole (Z170) | EA | 4.5 | 53514059866 | 0.08 | LB
9586 | Fitting, Union 1.5" Slip X Slip/Pvc/Sch 80/(170 System) | EA | 40 | 53514059873 | 3 | LB
9601 | Cover & Handle "3098" | EA | 100.5 | 53514057008 | 1.9 | LB
9602 | Cover & Handle "3098" | EA | 46 | 53514057015 | 1.9 | LB
9603 | Housing,Switch Case&Condsl/HT/Auto | EA | 182.5 | 53514057022 | 5.7 | LB
9604 | Housing,Switch Case&Condsl/HT/Nonauto | EA | 173 | 53514057039 | 5.7 | LB
9605 | Cover & Handle Asm/W-Cond Sl/"3137" | EA | 109 | 53514057077 | 4.6 | LB
9606 | Cover & Handle Asm "3137" | EA | 60 | 53514057084 | 4.6 | LB
9610 | Cord Term&Seal/20'/14-4 SO/3Ph/Nonauto | EA | 212 | 53514057299 | 4.6 | LB
9630 | Switch,Vert Float-Asm "WM267" W/ Float & Brkt | EA | 121.5 | 53514057619 | 1 | LB
9631 | Switch,Vert Flt- & Seal "WM267" | EA | 55 | 53514057602 | 1 | LB
9643 | Seal,Conduit-Asm | EA | 58 | 53514057640 | 0.2 | LB
9644 | Cordage Cond&Sls/HT/3'/16-4 SJOW-A/Auto/"3098" | EA | 185 | 53514057657 | 0.64 | LB
9645 | Cordage Cond&Sls/HT/6'/16-4/"3098" | EA | 239.5 | 53514057664 | 1.28 | LB
9646 | Cordage Cond&Sls/HT/3'/16-3/Auto/"3137/3139" | EA | 182 | 53514057688 | 0.6 | LB
9647 | Cordage Cond&Sls/HT/6'/16-3/Nonauto/"3137/3139" | EA | 237 | 53514057695 | 1.2 | LB
9648 | Cover & Handle Asm/W-Cond Sl/Brass/"3139" | EA | 468.5 | 53514057701 | 5.4 | LB
9649 | Cover & Handle Asm Brass "3139" | EA | 410.5 | 53514057718 | 5.4 | LB
9655 | Cordage Cond&Sls/HT/3'/16-3 Sjtow-A/Auto/"3282" | EA | 182 | 53514057756 | 0.72 | LB
9656 | Cordage Cond&Sls/HT/6'/16-3 Sjtow-A/Nonauto | EA | 237 | 53514057763 | 1.44 | LB
9661 | Cover & Handle "3282" | EA | 183 | 53514057770 | 10.8 | LB
9662 | Cover & Handle "3282" | EA | 126 | 53514057787 | 10.8 | LB
9746 | Fitting,Pvc 1.5" Coupling/Sch 40 | EA | 2.5 | 53514197926 | 0.168 | LB
9819 | Switch,Mech Flt/SPB/115V/20'Cd/13Amp/.5Hp/N.O. | EA | 87 | 53514138479 | 2.28 | LB
9861 | Bearing,Radial 7303B | EA | 29.5 | 53514087074 | 0.236 | LB
9862 | Impeller-Mach Br "191" | EA | 403.5 | 53514173241 | 3.6 | LB
9976 | Cord Term&Seal HT/115V/20'/14-3 SOW-A/Auto | EA | 157 | 53514060565 | 3.6 | LB
9977 | Case & Switch HT "3161/3163" | EA | 107 | 53514060558 | 5.1 | LB
9978 | Cordage Cond&Sls/HT/3'/16-4 SOW or SOOW/Auto/"3161/3163" | EA | 177.5 | 53514060596 | 0.64 | LB
9979 | Cordage & Term/HT/3'/16-4 SOW or SOOW/Auto/"3161/63" | EA | 19 | 53514060602 | 0.25 | LB
9980 | Cord Term&Seal HT/230V/20'/16-3 SOW-A/Auto | EA | 67.5 | 53514060572 | 2.1 | LB
9987 | Rebuild Kit "3161/3163" | EA | 424 | 53514060640 | 8 | LB
10031 | Float Pak | EA | 589 | 53514008710 | 6.49 | LB
10032 | Float,7" Tube | EA | 452.5 | 53514008727 | 0.5 | LB
10033 | Rod,60"Lg X 3/8"Dia | EA | 41.5 | 53514008734 | 1 | LB
10039 | Seal - Bellows | EA | 120 | 53514008765 | 0.032 | LB
10050 | Sensor,Moisture Asm./"4140/4270" | EA | 23 | 53514084486 | 0.01 | LB
10069 | Bearing,Radial-6303 | EA | 6.5 | 53514087081 | 0.25 | LB
10079 | Seal,Foam-Clsd Psa 1 X .25 X 20 | EA | 10 | 53514063320 | 0.1 | LB
10142 | Bracket Asm,Qwik Box/115V | EA | 218.5 | 53514063344 | 0.1 | LB
10143 | Bracket Asm,Qwik Box/230V | EA | 232.5 | 53514063351 | 0.1 | LB
10152 | Seal,Cord-Asm (Sensor)/"4140/4270" | EA | 3 | 53514064938 | 0.2 | LB
10153 | Cord Term&Seal (Sensor)/"4140/4270" | EA | 26.5 | 53514064945 | 1.1 | LB
10154 | Seal,Cord-Asm (Power)/"4140/4270" | EA | 4.5 | 53514064174 | 0.2 | LB
10155 | Cord Term & Seal 20'/115V/"140/270"/W-Insulation | EA | 59.5 | 53514063948 | 2.1 | LB
10156 | Housing,Mtr-& Str 115V/1Ph/Wo Mst Sn/"140/270" | EA | 329.5 | 53514064952 | 20 | LB
10157 | Housing,Mtr-& Str 230V/1Ph/Wo Mst Sn/"140/270" | EA | 337 | 53514064969 | 18 | LB
10158 | Oil,Dielec-(12 Oz)/"4140/4270" | EA | 22.5 | 53514064976 | 1 | LB
10159 | Wire Pkg "140/270" | EA | 5 | 53514064181 | 0.02 | LB
10160 | Capacitor Asm 30Uf 250V/"140/270/4140/4270"/W In | EA | 90.5 | 53514064891 | 5.2 | LB
10166 | Rebuild Kit "4140/4270" W/O Moisture Sensor | EA | 120.5 | 53514064983 | 4 | LB
10167 | Washer & E-Snap Ring Asm/"4140/4270" | EA | 9.5 | 53514064990 | 0.25 | LB
10168 | Housing,Mtr-& Str 115V/1Ph/Mst Sn/"4140/4270" | EA | 380 | 53514065003 | 20 | LB
10169 | Housing,Mtr-& Str 230V/1Ph/Mst Sn/"4140/4270" | EA | 388 | 53514065010 | 21.5 | LB
10170 | Rebuild Kit "4140/4270" With Moisture Sensor | EA | 154 | 53514065027 | 12 | LB
10173 | Rebuild Kit "140/270" | EA | 81 | 53514065034 | 12 | LB
10263 | Housing,Mtr-& Str 230V/3Ph/"840"/GE | EA | 869.5 | 53514064044 | 47 | LB
10264 | Housing,Mtr-& Str 460V/3Ph/"840"/GE | EA | 866.5 | 53514064051 | 47 | LB
10265 | Housing,Mtr-& Str 200V/3Ph/"840"/GE | EA | 850.5 | 53514064068 | 47 | LB
10266 | Housing,Mtr-& Str 230V/1Ph/"840"/GE | EA | 834 | 53514064075 | 44 | LB
10267 | Housing,Mtr-& Str 200V/1Ph/"840"/GE | EA | 839.5 | 53514064082 | 40 | LB
10269 | Rotor Asm 200/230V/1Ph/"840"/GE | EA | 292.5 | 53514064105 | 7.4 | LB
10270 | Rotor Asm 115/230V/1Ph/"98" | EA | 33 | 53514064112 | 5.2 | LB
10271 | Stator W-Screws 115V/1Ph/"98"/ZMW | EA | 125.5 | 53514064129 | 4.6 | LB
10272 | Stator W-Screws 230V/1Ph/"98"/ZMW | EA | 119 | 53514064136 | 4.4 | LB
10308 | Hardware Pak,18"Dia/2V2D/Split Cvr/(For 17-0190) | EA | 56 | 53514067205 | 2 | LB
10309 | Hardware Pak,18"Dia/3V3D/(For 17-0191) | EA | 47.5 | 53514067212 | 3 | LB
10310 | Hardware Pak,18"Dia/All V & D'S/(For 17-0192/3) | EA | 56 | 53514067229 | 3 | LB
10330 | Oil,Dielec-(21.5 Oz)/"140/270" | EA | 28.5 | 53514065652 | 1.563 | LB
10331 | Oil,Dielec-(28 Oz)/"4140/4270" | EA | 30 | 53514065669 | 2.28 | LB
10400 | Housing,Pump-Mach "820" | EA | 234.5 | 53514087098 | 12.3 | LB
10402 | Impeller-Mach "820" | EA | 473.5 | 53514087104 | 5.17 | LB
10407 | Disc,Cutter 1-Direction/"810/815/820" | EA | 139 | 53514214906 | 1.345 | LB
10409 | Collar,Shaft 2Pc SS .5" Id | EA | 22 | 53514087111 | 0.08 | LB
10463 | Stator,Rtr&Hsg 115V/"98" | EA | 230 | 53514067243 | 21.8 | LB
10464 | Stator,Rtr&Hsg 230V/"98" | EA | 223.5 | 53514067250 | 21.6 | LB
10465 | Stator,Rtr&Hsg 115V/1098 | EA | 264.5 | 53514067267 | 21.8 | LB
10497 | Hardware Pak,"PF&QJ"/PSF | EA | 80 | 53514068875 | 3 | LB
10499 | Rod,Float-Vert Switch/"PF&QJ"/PSF | EA | 5.5 | 53514068882 | 0.05 | LB
10526 | Stator W-Screws 115V/1Ph/"3098"/GE | EA | 120 | 53514067748 | 4.6 | LB
10529 | Stator,Rtr&Hsg/115V/1Ph/"3098" | EA | 224.5 | 53514067755 | 21.8 | LB
10532 | Hardware Pak,Vert Sw/"PF&QJ"/PSF | EA | 12 | 53514068899 | 0.15 | LB
10666 | Capacitor & Clamp Asm/45Uf 370V | EA | 27.5 | 53514069117 | 0.6 | LB
10670 | Housing,Mtr-& Str 575V/3Ph/"840"/GE | EA | 839 | 53514069346 | 45 | LB
10700 | Switch,Vert Float-Asm "WM266" W/ Float & Brkt | EA | 129 | 53514069841 | 2 | LB
10717 | Guard,"264" | EA | 6 | 53514071769 | 0.335 | LB
10718 | Housing,Pump-Mach "264" | EA | 104.5 | 53514071035 | 12.3 | LB
10720 | Housing,Pump-Mach "1264" | EA | 104.5 | 53514071776 | 12.3 | LB
10797 | Housing,Pump-Mach Asm.-Homeguard(Hilo) | EA | 137 | 53514087296 | 1.5 | LB
10827 | Switch,Flt-Term & Seal "820" | EA | 155 | 53514077976 | 1.1 | LB
10828 | Cord Term&Seal 230V/1Ph/Auto/"820-6820" | EA | 175 | 53514078034 | 3.6 | LB
10829 | Capacitor-Start & Clamp Asm. | EA | 52.5 | 53514078041 | 0.1 | LB
10830 | Capacitor-Run & Clamp Asm/40Mf/370 Vac | EA | 26 | 53514078058 | 0.1 | LB
10831 | Rotor & Brg Asm/1Ph "820" | EA | 237.5 | 53514078065 | 5.1 | LB
10832 | Cutter & Disc Asm./"820" | EA | 352.5 | 53514078072 | 2.5 | LB
10833 | Wire Pkg (6 Wires)/1Ph/200-230V/2Hp/"820-6820" | EA | 21.5 | 53514078089 | 0.01 | LB
10839 | Oil,Dielectric-(32 Oz) | EA | 53 | 53514078201 | 2 | LB
10840 | Cord Term&Seal 230V/1Ph/Na/"820-6820" | EA | 176 | 53514078171 | 14 | LB
10841 | Cordage Term&Seal 200V/Na/"820-6820" | EA | 159.5 | 53514078188 | 14 | LB
10842 | Cordage Term&Seal 200V/Auto/"820-6820" | EA | 144 | 53514078195 | 14 | LB
10843 | Rebuild Kit WD & Wh "820/6820"/(09/96-08/02) | EA | 230.5 | 53514078300 | 5 | LB
10844 | Rebuild Kit E & I "820/6820"/(09/96-08/02) | EA | 221.5 | 53514078317 | 5.9 | LB
10863 | Washer,Support SS-(1.062) OD X .635 Id X.062 Thk | EA | 2 | 53514158842 | 0.01 | LB
10865 | Baffle,Pump-Molded High Head Filter System | EA | 83 | 53514095130 | 3.5 | LB
10925 | Cord Term&Seal 115V/10'/18-3 Sjow/Auto/"264" | EA | 31.5 | 53514071950 | 1.6 | LB
10926 | Cord Term&Seal 230V/10'/18-3 Sjow/Auto/"264" | EA | 38 | 53514071967 | 1.6 | LB
10927 | Cord Term&Seal 115V/15'/18-3 Sjow/Na/"264" | EA | 40.5 | 53514071974 | 1.6 | LB
10928 | Cord Term&Seal 230V/15'/16-3 Sjow/Na/"264" | EA | 43.5 | 53514071981 | 1.6 | LB
10935 | Rod,Float-Molded/"264" | EA | 2 | 53514079116 | 0.016 | LB
10959 | Rotor & Bearing 115/230V/1Ph/.5Hp/DS | EA | 88 | 53514072438 | 5.25 | LB
10973 | Base Asm "270" | EA | 34 | 53514072629 | 1.06 | LB
10992 | Seal,Shaft Asm/SC-SC | EA | 162.5 | 53514072957 | 0.1 | LB
10994 | Rotor & Brg Asm/115/230V/1Ph/"140/270" | EA | 98.5 | 53514072971 | 5.4 | LB
10996 | Rotor & Brg Asm/115/230V/1Ph/"4140/4270" | EA | 104 | 53514073008 | 4 | LB
10998 | Float-Mach,HT Float Rod Extension | EA | 5 | 53514076306 | 0.36 | LB
11042 | Cord,Term&Seal "XE189/XE295/XE405" | EA | 61.5 | 53514088729 | 2.6 | LB
11057 | Washer & E-Snap Ring Asm/"4290/4291" | EA | 3 | 53514070496 | 0.1 | LB
11058 | Cover & Handle "4290/4291" | EA | 117.5 | 53514070502 | 10.75 | LB
11059 | Cordage Term&Seal/50'/16-3 SOW-A/Power/"4290" | EA | 155 | 53514070519 | 4.9 | LB
11060 | Cordage Term&Seal/50'/18-2 SOW-A/MS/4290/91 | EA | 132 | 53514070526 | 3.7 | LB
11061 | Rotor & Brg Asm 1Ph/"4290" | EA | 117.5 | 53514070533 | 5.25 | LB
11062 | Wire Pkg,(2)Wires/1Ph/200-230V/1Hp/"4290" | EA | 5.5 | 53514070540 | 0.01 | LB
11063 | Cover & Cordage 1Ph/50'/16-3 SOW-A/230V/"4290" | EA | 351 | 53514070694 | 14.5 | LB
11064 | Seal,Cord-Asm/Sensor/4290/4291 | EA | 9.5 | 53514070687 | 0.1 | LB
11065 | Seal,Cord-Asm/Power/230V/1Ph/"4290" | EA | 9 | 53514070700 | 0.1 | LB
11066 | Oil,Dielec-(57 Oz)/"4290/4291" | EA | 51.5 | 53514070717 | 3.56 | LB
11069 | Cordage Term&Seal/50'/14-3 SO/200V/1Ph/Na/4290 | EA | 292 | 53514070748 | 8.7 | LB
11070 | Cordage Term&Seal/50'/16-4 SOW-A/3Ph/Na | EA | 179 | 53514070755 | 4.1 | LB
11071 | Seal,Cord-Asm/Power/3Ph/Na/"4290/4291" | EA | 10.5 | 53514070762 | 0.1 | LB
11072 | Cover & Cordage 3Ph/50'/16-4 SOW-A/"4290/4291" | EA | 375 | 53514070779 | 14.8 | LB
11073 | Rotor & Brg Asm 3Ph/"4165" | EA | 131.5 | 53514070786 | 4.5 | LB
11074 | Impeller Asm 3Ph/"4290" | EA | 158.5 | 53514070793 | 1.5 | LB
11075 | Cover & Cordage 1Ph/50'/16-3/Sensor 18-2/"4290" | EA | 495.5 | 53514070809 | 15.6 | LB
11076 | Cover & Handle W/Sensor 16Ga/"4290/4291" | EA | 130 | 53514070816 | 11 | LB
11077 | Cover & Cordage 1Ph/50'/14-3/Sensor 18-2/"4290" | EA | 643 | 53514070861 | 23.1 | LB
11079 | Cover & Cordage 3Ph/50'/16-4/Sen 18-2/"4290/91" | EA | 519.5 | 53514070878 | 19 | LB
11081 | Rotor & Brg Asm 3Ph/"4291" | EA | 182.5 | 53514070908 | 5.25 | LB
11082 | Impeller Asm 3Ph/"4291" | EA | 219 | 53514070915 | 1.8 | LB
11085 | Cordage Term&Seal/50'/12-3 SO/Power/"4290/4291 | EA | 316 | 53514070946 | 13.1 | LB
11086 | Rotor & Brg Asm 1Ph/"4291" | EA | 160 | 53514070953 | 4.75 | LB
11088 | Impeller Asm 1Ph/"4291" | EA | 206 | 53514070977 | 1.8 | LB
11090 | Cover & Cordage 3Ph/50'/14-4/Sensor 18-2/"4291" | EA | 651.5 | 53514071004 | 25 | LB
11091 | Cordage Term&Seal/50'/14-4 SO/Power/3Ph/"4291" | EA | 300.5 | 53514070991 | 10.6 | LB
11092 | Wire Pkg,(2)Wires/1Ph/200-230V/2Hp/"4291" | EA | 6.5 | 53514071011 | 0.01 | LB
11093 | Rebuild Kit "4290/4291"/16-4Ga Wire | EA | 341 | 53514071196 | 6 | LB
11095 | Rebuild Kit "4290/4291"/12-3Ga Wire | EA | 401 | 53514071202 | 6 | LB
11096 | Rebuild Kit "4290/4291"/16-3Ga Wire | EA | 331.5 | 53514071219 | 6 | LB
11097 | Impeller Asm 1Ph/"4290" | EA | 145.5 | 53514071028 | 1.8 | LB
11300 | Tank,5040 Step System/Poly-Rotomold | EA | 432.5 | 53514077983 | 15 | LB
11303 | Filter Asm/"5040"Step/System | EA | 419 | 53514077990 | 6 | LB
11340 | Tank,Filter-Molded/High Head Filter System/(Zco) | EA | 345 | 53514077211 | 17 | LB
11343 | Lid,Poly-High Head Filter System | EA | 27 | 53514095246 | 2 | LB
11378 | Cordage Term&Seal/20'/18-2 SOW-A/MS | EA | 82.5 | 53514083427 | 1.6 | LB
11418 | Seal,Cord 3-Hole W/Slit | EA | 4.5 | 53514078003 | 0.05 | LB
11494 | Case Handle & Arm "264" | EA | 38 | 53514079017 | 2.3 | LB
11509 | Arm & Seal Asm. "264" | EA | 24 | 53514079093 | 0.2 | LB
11511 | Case & Switch Asm "264" | EA | 67 | 53514079109 | 2.5 | LB
11514 | Rebuild Kit "WM264/WM1264" | EA | 65 | 53514080075 | 4 | LB
11515 | Rebuild Kit "264/1264" | EA | 65 | 53514079123 | 4 | LB
11521 | Relay,Omron My4-Ac120 120V | EA | 37.5 | 53514079932 | 0.5 | LB
11524 | Relay,Alternating Omron My2K-Ac120 120V | EA | 185.5 | 53514079963 | 0.5 | LB
11525 | Transformer,200/230/460V/To 120V/50Va | EA | 306.5 | 53514079970 | 5 | LB
11548 | Wire Pkg "140/270"/ W/O Insulators | EA | 3 | 53514079604 | 0.01 | LB
11549 | Cover & Handle Asm "140-270" | EA | 61.5 | 53514079611 | 5.1 | LB
11550 | Capacitor,Asm-30Uf 250V/Ind Midwec/"140/270/4140 | EA | 32.5 | 53514079628 | 2 | LB
11551 | Cord Term & Seal 20'/115V /Wo Insul/"140-270" | EA | 58 | 53514079635 | 2.1 | LB
11558 | Cord Term&Seal 230V/15"/Na/1Ph/W Insulators | EA | 55 | 53514079703 | 2.1 | LB
11562 | Seal,Cord-Asm "WM264-WM1264" | EA | 3 | 53514079475 | 0.1 | LB
11563 | Switch & Cord,Seal Asm-Float Vfs "WM264/WM1264" | EA | 145 | 53514079482 | 3 | LB
11569 | Case Handle & Arm "1264" | EA | 39 | 53514079529 | 2.1 | LB
11571 | Case & Switch Asm "1264" | EA | 70.5 | 53514079536 | 2.2 | LB
11572 | Housing,Mtr-& Term Asm. | EA | 48 | 53514079543 | 6.8 | LB
11610 | Rotor & Brg Asm 1Ph/"4295" | EA | 165.5 | 53514080297 | 5 | LB
11621 | Rotor & Brg Asm 3Ph/"6294" | EA | 166 | 53514080570 | 5.5 | LB
11626 | Seal,Cord Asm & Strain Relief | EA | 2.5 | 53514081737 | 0.1 | LB
11627 | Cover & Cord 230V/1Ph/"6282" | EA | 256.5 | 53514081744 | 13.3 | LB
11630 | Rotor & Brg 115/230V/"6282" | EA | 105.5 | 53514081775 | 4 | LB
11634 | Rebuild Kit "6282" | EA | 152 | 53514081874 | 6 | LB
11640 | Cord Term&Seal 200V/20'/14-4 SO/3Ph/Nonauto | EA | 212 | 53514082109 | 4.8 | LB
11656 | Seal,Cord-Asm & Str Rlf/16-4 Cd | EA | 4 | 53514082451 | 0.1 | LB
11679 | Adapter & Plug/Wo Mst Sen/"4140/4270" | EA | 220.5 | 53514082932 | 16 | LB
11681 | Seal Asm,Shaft/.5"(John Crane Type 6A)/"140/270" | EA | 22.5 | 53514082949 | 1 | LB
11690 | Impeller, Plastic "270/4270" | EA | 7.5 | 53514083250 | 0.1 | LB
11711 | Key,.1875 X.1875 X 2 3/16" SS | EA | 3.5 | 53514123864 | 0.01 | LB
11727 | Filter,Asm High Head System | EA | 584 | 53514095147 | 24 | LB
11769 | Seal Asm,Qwik Box 14,16,18 Ga Cord | EA | 15.5 | 53514086053 | 0.3 | LB
11784 | Housing,Pump-Mach/"405"/Bellmouth/Green Coat | EA | 736.5 | 53514091385 | 45 | LB
11820 | Cord Term&Seal 115V/75'/12-3 SO/Auto/20A Plug | EA | 434 | 53514087234 | 20.3 | LB
11833 | Switch,Mech Flt.125/250V/5Amp/15'Cd/WoPlug/N.O. | EA | 59.5 | 53514095253 | 1.33 | LB
11841 | Column,Plastic-Model 81/82 | EA | 6 | 53514088484 | 2 | LB
11876 | Switch,Flt-Term & Seal/20A | EA | 252.5 | 53514089481 | 1.5 | LB
11877 | Rebuild Kit "WD189/295" | EA | 207.5 | 53514089498 | 6 | LB
11878 | Rebuild Kit "WD405" | EA | 194 | 53514089504 | 8 | LB
11880 | Switch,Flt-Term & Seal | EA | 257 | 53514089511 | 2 | LB
11882 | Brushes,Motor Aquanot | EA | 56 | 53514091101 | 0.02 | LB
11939 | Terminal,Ring 10-12Ga .375" Id/.75" OD | EA | 2 | 53514091279 | 0.01 | LB
11940 | Adapter,Drive-.5" X .5" Flex/"Aquanot"/(Neoprene Rubber) | EA | 20 | 53514091293 | 0.154 | LB
11942 | Column-SS "Aquanot" | EA | 36.5 | 53514091286 | 1.02 | LB
11944 | Shaft-Mach "Aquanot" | EA | 36.5 | 53514091309 | 1.34 | LB
11945 | Impeller-Plastic "Aquanot" | EA | 6.5 | 53514091330 | 0.12 | LB
11966 | Fastener,Rivet,Alum-#64 1-3/16X.063-.25Grip Rang | EA | 0.5 | 53514099800 | 0.01 | LB
11968 | Overload,40Amp/12V/#54-240/"Aquanot"/W-Nuts | EA | 11 | 53514097868 | 0.5 | LB
11974 | Clamp,Strain Relief-Cord#1200 | EA | 0.5 | 53514099855 | 0.01 | LB
11995 | Wire Asm-F-R(1)Wire 66" Lg/Black | EA | 19 | 53514099923 | 0.1 | LB
11999 | Wire Asm-F-S(1)Wire 66" Lg/Red | EA | 19 | 53514097455 | 0.1 | LB
12027 | Housing,Pump-Plastic/Model 72 | EA | 14 | 53514154578 | 0.34 | LB
12028 | Base-Plastic/Model 72 | EA | 12.5 | 53514146788 | 0.43 | LB
12029 | Guard/Handle-Plastic/Automatic/Model 72 | EA | 9.5 | 53514140502 | 0.163 | LB
12030 | Handle-Plastic/Non-Auto/Model 72 | EA | 5.5 | 53514154585 | 0.057 | LB
12043 | Guide,Rubber-Flt Rod/Model 72 | EA | 1.5 | 53514154493 | 0.01 | LB
12048 | Housing,Pump-Plastic/Model 76 | EA | 15.5 | 53514154608 | 0.381 | LB
12084 | Stator W-Screws 115V/1Ph/"264"/(ZT) | EA | 160 | 53514104757 | 5.2 | LB
12085 | Rotor Asm 115/230V1Ph/"264"/(ZT) | EA | 41 | 53514104740 | 2.13 | LB
12118 | Screw,#10-16X.625 Pan Phillips/Type B/SS | EA | 0.5 | 53514091682 | 0.01 | LB
12133 | Oil,Dielectric-(30.5 Oz)/HT | EA | 49.5 | 53514091651 | 2 | LB
12137 | Head,Plastic 580-585/1.5"Discharge/Aquanot | EA | 23.5 | 53514092122 | 0.553 | LB
12138 | Base,Plastic 580-585/Aquanot | EA | 14.5 | 53514092139 | 0.302 | LB
12139 | Head & Base,580-585/1.5"Discharge/Aquanot | EA | 41 | 53514092146 | 2 | LB
12166 | Housing,Mtr-&Str 115V/1Ph/WM | EA | 225.5 | 53514092184 | 15 | LB
12167 | Rebuild Kit "WM1266" (2-94 Thru Current) | EA | 81 | 53514092214 | 6 | LB
12172 | Basin,Crawl Space Sump | EA | 234.5 | 53514107444 | 3.2 | LB
12173 | Cover,Crawl Space Sump | EA | 74.5 | 53514107451 | 0.916 | LB
12189 | Cordage Term&Seal/14-4 SO/Power/3Ph | EA | 197 | 53514094560 | 4.6 | LB
12192 | Rotor & Brg 200/230V/1Ph/"4404-4405" | EA | 281 | 53514094591 | 5.5 | LB
12194 | Impeller Asm "404-4404" (Keyed) | EA | 131 | 53514094614 | 5.1 | LB
12195 | Rotor & Brg 200/230/460/575/3Ph "4404-4405" | EA | 148 | 53514094621 | 5.5 | LB
12196 | Rebuild Kit"E & I 4404-Ae-4405-B I-4405-A" | EA | 223.5 | 53514094638 | 8 | LB
12197 | Rebuild Kit Na 3Ph/"4404-4405-A" | EA | 145 | 53514094645 | 8 | LB
12198 | Rebuild Kit XE "4405-B" | EA | 229 | 53514094652 | 8 | LB
12199 | Rebuild Kit XE "405" Rev D | EA | 200 | 53514094669 | 8 | LB
12212 | Rebuild Kit WD "4404-A" | EA | 228 | 53514094683 | 8 | LB
12285 | Fuse,In-Line/Resetable/10A | EA | 10 | 53514099756 | 0.02 | LB
12288 | Wire Asm-F-I(1)Wire 6"Lg/10Ga/Black | EA | 9 | 53514099817 | 0.01 | LB
12297 | Cord & Term "585-1585" Charger | EA | 23.5 | 53514094898 | 1.1 | LB
12302 | Cover,"585-1585" Charger | EA | 45.5 | 53514094911 | 2 | LB
12314 | Rebuild Kit "N6292" | EA | 225 | 53514094850 | 8 | LB
12341 | Wire Asm-S-R(1)Wire 66" Lg/Black | EA | 19 | 53514097462 | 0.5 | LB
12342 | Wire Asm-I-R(1)Wire 66" Lg/Red | EA | 19 | 53514099831 | 0.5 | LB
12352 | Fuse,AGC-15Amp/32V | EA | 1.5 | 53514348588 | 0.01 | LB
12353 | Fuse,AGC-30Amp/32V | EA | 1.5 | 53514100575 | 0.01 | LB
12376 | Rebuild Kit "E,I&J404-B/E&J405-D/I405-C" | EA | 190 | 53514096526 | 8 | LB
12377 | Rebuild Kit "XE405-E" | EA | 196.5 | 53514096540 | 8 | LB
12379 | Rebuild Kit "WD404-B/WD405-B" | EA | 195.5 | 53514096564 | 8 | LB
12380 | Rebuild Kit "E&I4404-B/E4405-C/I4405-B" | EA | 225 | 53514096571 | 8 | LB
12382 | Rebuild Kit "XE4405-C" | EA | 230.5 | 53514096595 | 8 | LB
12383 | Rebuild Kit "WD4404-B/WD4405-B" | EA | 229.5 | 53514096601 | 8 | LB
12401 | Wire Pkg (2)Wires/Aquanot | EA | 41 | 53514097332 | 0.01 | LB
12449 | Wire Asm,6" Long/Black/Crimped/Soldered | EA | 10.5 | 53514099879 | 0.02 | LB
12466 | Cover & Cordage Asm/3Ph/20'/16-4 SOW-A/Power | EA | 232 | 53514099466 | 12.6 | LB
12477 | Cover & Cordage Asm/3Ph/20'/16-4 SOW-A/Eyebolt | EA | 233 | 53514099626 | 12.5 | LB
12479 | Cover & Cordage Asm/3Ph/20'/16-4Ga/"6405" | EA | 269.5 | 53514099640 | 12.5 | LB
12481 | Cover,Cord & Flt Sw/WD6405/Eyebolt | EA | 506 | 53514099657 | 16 | LB
12482 | Cover,Cord & Flt Sw/"WD6405" | EA | 462 | 53514099664 | 16 | LB
12484 | Charger,.5A Model 580 "Aquanot I"/Service Part | EA | 89.5 | 53514098315 | 16 | LB
12485 | Alarm,12Vdc "Aquanot"/Service Part | EA | 35.5 | 53514098322 | 1 | LB
12491 | Screw,.25-20X.875"Lg HH SS/Indented/Unslotted | EA | 0.5 | 53514100728 | 0.02 | LB
12675 | Rotor & Brg Asm 3Ph/"4290" | EA | 145 | 53514101084 | 4.75 | LB
12701 | Terminal,Flag 12-18Ga./.250" X .032" | EA | 0.5 | 53514142032 | 0.01 | LB
12724 | Clamp,H28 SS/Zinc Plated Screw | EA | 2 | 53514102692 | 0.1 | LB
12743 | Switch,Float & Rod Asm/"580/585" | EA | 151.5 | 53514105112 | 2 | LB
12754 | Adapter-Mach/Ex Pr/48 Fr | EA | 292 | 53514159375 | 24 | LB
12928 | Cordage Term&Seal/20'/18-5 Soo-A/M&T Sen/"840" | EA | 113 | 53514104160 | 2.6 | LB
13017 | Basin,Sink Pump "Dp/Pd" Injection Molded | EA | 53.5 | 53514122829 | 2.5 | LB
13018 | Cover,Sink Pump "Dp/Pd" Injection Molded | EA | 27.5 | 53514122256 | 1.15 | LB
13043 | Cover,Diverter Container/Tru-Flow Splitter Sys | EA | 32.5 | 53514153670 | 2.03 | LB
13047 | Housing,Mtr-&Str &Rotor Asm/230V/1Ph | EA | 1257.5 | 53514106089 | 52 | LB
13048 | Housing,Mtr-&Str &Rotor Asm/200V/1Ph | EA | 1262.5 | 53514106096 | 59 | LB
13049 | Housing,Mtr-&Str &Rotor Asm/200V/3Ph | EA | 1258 | 53514106102 | 50 | LB
13050 | Housing,Mtr-&Str &Rotor Asm/230V/3Ph | EA | 1277 | 53514106119 | 50 | LB
13051 | Housing,Mtr-&Str &Rotor Asm/460V/3Ph | EA | 1274 | 53514106126 | 50 | LB
13052 | Housing,Mtr-&Str &Rotor Asm/575V/3Ph | EA | 1246.5 | 53514106133 | 47 | LB
13069 | Relay,230V/3Ph | EA | 89 | 53514167578 | 0.5 | LB
13211 | Case Switch & Cord 3Ph/Auto/"282" | EA | 329.5 | 53514117047 | 12.2 | LB
13212 | Wire Pkg (8) Wires | EA | 46.5 | 53514117054 | 0.1 | LB
13214 | Switch Asm "282"/3Ph/Auto | EA | 53 | 53514117085 | 0.2 | LB
13215 | Rebuild Kit "280"/3Ph/Auto | EA | 198 | 53514117078 | 8 | LB
13223 | Case Switch & Cord 3Ph/Auto/"284" | EA | 282 | 53514117092 | 12.2 | LB
13243 | Impeller-Plastic High Head/152 | EA | 9.5 | 53514138455 | 0.185 | LB
13443 | Housing,Pump-Plastic/"211" | EA | 26.5 | 53514194512 | 0.732 | LB
13444 | Base-Plastic/"211" | EA | 20 | 53514141189 | 0.445 | LB
13732 | Pipe,Discharge-Asm/104/105/110/115/120 | EA | 17 | 53514144807 | 0.6 | LB
13755 | Kit,Retro Fit/Homeguard | EA | 107 | 53514130374 | 1.5 | LB
13764 | Clamp,Strain Relief/2Ear.563/Zinc Pl Stl | EA | 4 | 53514159887 | 1 | LB
13765 | Clamp,Strain Relief/2Ear .625"Zinc Pl Stl | EA | 3 | 53514159894 | 0.01 | LB
13873 | Motor,12Vdc "Aquanot" | EA | 376.5 | 53514123895 | 10.6 | LB
13878 | Brushes,(Set)-Leeson Motor Aquanot | EA | 51.5 | 53514114879 | 0.4 | LB
14043 | Seal,Cord-Asm/Intermittent Hi Temp/2057/2098 | EA | 12 | 53514125431 | 0.2 | LB
14058 | Rebuild Kit "2057" 12-00Thru Current | EA | 127.5 | 53514125615 | 8 | LB
14059 | Rebuild Kit "2098" 12-00Thru Current | EA | 135 | 53514125622 | 8 | LB
14060 | Rebuild Kit "2137" 12-00Thru Current | EA | 145 | 53514125639 | 3 | LB
14061 | Rebuild Kit "2282" 12-00Thru Current | EA | 253 | 53514125646 | 3 | LB
14100 | Cover & Cordage/1Ph/14-5/Ex Pr/Handle | EA | 724.5 | 53514132569 | 19.5 | LB
14101 | Cover & Cordage 3Ph/14-8/Ex Pr/Handle | EA | 712.5 | 53514132576 | 22 | LB
14102 | Cover & Cordage/1Ph/12-5/Ex Pr/Handle | EA | 717 | 53514132682 | 21.4 | LB
14150 | Cover-Mach 12-14Ga Cd/Gland | EA | 123 | 53514159832 | 10.75 | LB
14152 | Cover-Mach (1)12-14Ga/(1)Std Cd/Gland | EA | 123 | 53514159856 | 10.75 | LB
14154 | Case-Mach 12-14Ga Cd/Gland | EA | 123 | 53514159870 | 9.5 | LB
14155 | Case Switch & Cord 115V/1Ph/14Ga/20A/20'/Gland | EA | 344 | 53514149154 | 14.4 | LB
14156 | Case Switch & Cord 200V/1Ph/14Ga/20'/Gland | EA | 339 | 53514149192 | 14.4 | LB
14157 | Case Switch & Cord/200V/1Ph/12Ga/20'/Gland | EA | 312 | 53514149215 | 16.2 | LB
14158 | Cover & Cord 115V/1Ph/14Ga/15A/20'/Gland | EA | 277 | 53514149239 | 14.3 | LB
14159 | Cover & Cord 200V/1Ph/14Ga/20'/Gland | EA | 278 | 53514149253 | 14.3 | LB
14160 | Cover & Cord 200V/1Ph/12Ga/20'/Gland | EA | 288 | 53514149277 | 16.2 | LB
14161 | Cover & Cord 3Ph/14Ga/20'/Gland | EA | 357.5 | 53514149291 | 14.3 | LB
14162 | Cover & Cord 230V/1Ph/14Ga/20A/20'/Gland | EA | 306.5 | 53514149314 | 14.3 | LB
14163 | Cover & Cord 230V/1Ph/14Ga/15A/20'/Gland | EA | 310 | 53514149338 | 14.3 | LB
14164 | Cover & Cord 200V/1Ph/12Ga/20'/Gland/Eyebolt | EA | 332.5 | 53514149345 | 16.3 | LB
14165 | Cover & Cord 3Ph/14Ga/20'/Gland/Eyebolt | EA | 338.5 | 53514149352 | 14.4 | LB
14166 | Cover & Cord 230V/1Ph/14Ga/20A/20'/Gland/Eyebolt | EA | 303.5 | 53514149369 | 14.4 | LB
14167 | Case Switch & Cord 230V/1Ph/14Ga/20A/20'/Gland | EA | 347 | 53514149390 | 14.3 | LB
14168 | Cord Term&Seal 115V/1Ph/20'/14Ga/Auto/Gland | EA | 127.5 | 53514149147 | 3.6 | LB
14169 | Cord Term&Seal 115V/1Ph/20'/14Ga/15A/Na/Gland | EA | 129.5 | 53514149222 | 3.6 | LB
14170 | Cord Term&Seal 200V/1Ph/20'/12Ga/Auto/Gland | EA | 108.5 | 53514149208 | 5.4 | LB
14171 | Cord Term&Seal 200V/1Ph/20'/12Ga/Na/Gland | EA | 109 | 53514149260 | 5.4 | LB
14172 | Cord Term&Seal 200V/1Ph/20'/14Ga/Auto/Gland | EA | 98.5 | 53514149185 | 3.6 | LB
14173 | Cord Term&Seal 200V/1Ph/20'/14Ga/Na/Gland | EA | 99 | 53514149246 | 3.6 | LB
14174 | Cord Term&Seal 230V/1Ph/20'/14Ga/20A/Auto/Gland | EA | 128.5 | 53514149383 | 3.6 | LB
14175 | Cord Term&Seal 230V/1Ph/20'/14Ga/20A/Na/Gland | EA | 129 | 53514149307 | 3.6 | LB
14176 | Cord Term&Seal 230V/1Ph/20'/14Ga/15A/Na/Gland | EA | 133 | 53514149321 | 3.6 | LB
14177 | Cord Term&Seal 3Ph/20'/14Ga/Na/Gland | EA | 164 | 53514149284 | 3.6 | LB
14178 | Cover & Cord 115V/1Ph/14Ga/15A/20'/MS/Gland | EA | 367.5 | 53514149406 | 16 | LB
14179 | Cover & Cord 115V/1Ph/18Ga/15'/MS | EA | 243.5 | 53514149413 | 12.5 | LB
14180 | Cover & Cord 200V/1Ph/16Ga/20'/MS | EA | 331.5 | 53514149420 | 12.6 | LB
14181 | Cover & Cord 200V/1Ph/14Ga/20'/MS/Gland | EA | 360.5 | 53514149437 | 15.6 | LB
14182 | Cover & Cord 200V/1Ph/12Ga/20'/MS/Gland | EA | 396 | 53514149444 | 15.6 | LB
14183 | Cover & Cord 200V/1Ph/16Ga/15'/MS | EA | 275.5 | 53514149451 | 13.2 | LB
14184 | Cover & Cord 200V/1Ph/16Ga/15'/MS | EA | 289 | 53514149468 | 13.2 | LB
14185 | Cover & Cord 230V/1Ph/16Ga/20'/MS | EA | 319 | 53514149475 | 14.1 | LB
14186 | Cover & Cord 230V/1Ph/14Ga/20A/Mst Sen/Gland | EA | 416 | 53514149604 | 15.6 | LB
14187 | Cover & Cord 230V/1Ph/14Ga/15A/20'/MS/Gland | EA | 393 | 53514149611 | 15.6 | LB
14188 | Cover & Cord 230V/1Ph/16Ga/15'/MS | EA | 248.5 | 53514149628 | 13.6 | LB
14189 | Cover & Cord 3Ph/16Ga/20'/MS | EA | 382 | 53514149642 | 13.7 | LB
14190 | Cover & Cord 3Ph/14Ga/20'/MS/Gland | EA | 440 | 53514149659 | 15.6 | LB
14191 | Cover & Cord 3Ph/16Ga/15'/MS | EA | 284.5 | 53514149666 | 12.9 | LB
14193 | Rebuild Kit,Single Seal/Na/160-405 | EA | 227.5 | 53514149673 | 8 | LB
14194 | Rebuild Kit,Dbl Sl/1&3Ph/W & W-O Ms/4160-4405 | EA | 251 | 53514149680 | 8 | LB
14196 | Rotor & Brg Asm 1Ph/4165/4185/4293 | EA | 104 | 53514149727 | 5.5 | LB
14197 | Rotor & Brg Asm 1Ph/4282 | EA | 90.5 | 53514149734 | 3.28 | LB
14198 | Rotor & Brg Asm 3Ph/4282 | EA | 107.5 | 53514149758 | 4.5 | LB
14210 | Terminal,Adapter (1)Fem X (2)Male Flags | EA | 1 | 53514167592 | 0.01 | LB
14229 | Housing,Pump-Mach Hi Head/152/153 | EA | 131.5 | 53514138448 | 12.65 | LB
14240 | Impeller-Plastic Molded/High Head | EA | 11 | 53514163938 | 0.212 | LB
14416 | Cordage Term&Seal/25'/16-4 SOW/3Ph | EA | 131.5 | 53514123246 | 2.2 | LB
14417 | Cordage Term&Seal/25'/14-4 SO/3Ph | EA | 164.5 | 53514123253 | 5.2 | LB
14530 | Cord Term&Seal 115V/20'/18-3 SJTW 15A Plug | EA | 75.5 | 53514126094 | 2.7 | LB
14531 | Cord Term&Seal 230V/20'/16-3 SOW/15A Plug | EA | 105 | 53514126100 | 2.7 | LB
14532 | Stator W-Screws 115V/1Ph/.4Hp/"152" | EA | 97.5 | 53514126117 | 6.5 | LB
14534 | Stator W-Screws 115V/1Ph/.5Hp/"153" | EA | 111.5 | 53514126131 | 7.3 | LB
14536 | Rotor & Bearing Asm 115/230V/1Ph/.4Hp/"152" | EA | 40 | 53514126155 | 4 | LB
14538 | Rebuild Kit 115V/"152/153" | EA | 138 | 53514126193 | 8 | LB
14539 | Rebuild Kit 230V/"152/153" | EA | 167 | 53514126209 | 8 | LB
14597 | Seal,Cord-Asm | EA | 2.5 | 53514128791 | 0.2 | LB
14601 | Relay & Wiring Diagram/"820/6820" Grinder | EA | 54 | 53514131609 | 1 | LB
14673 | Bearing,Radial-6303 Greased And Sealed | EA | 10.5 | 53514131722 | 0.254 | LB
14675 | Seal,Shaft Carbon/Sc Buna-N | EA | 53.5 | 53514132033 | 0.2 | LB
14740 | Guide Asm,Flt Rod/Homeguard | EA | 21.5 | 53514131876 | 0.01 | LB
14742 | Flt Rod Asm/Homeguard | EA | 158.5 | 53514131890 | 0.17 | LB
14749 | Guide,Rubber-Flt Rod/Model 211 | EA | 1.5 | 53514170073 | 0.01 | LB
14761 | Cover & Cord 115V/1Ph/"2282" | EA | 308.5 | 53514135461 | 12.1 | LB
14762 | Cover & Cord 230V/1Ph/"2282" | EA | 301 | 53514135478 | 12.1 | LB
14773 | Float Switch Asm/115V/2057/2098/2137/2382 | EA | 121.5 | 53514137175 | 1.4 | LB
14774 | Float Switch Asm/230V/2057/2098/2137/2282/2382 | EA | 134.5 | 53514137182 | 1.4 | LB
14797 | Housing,Mtr-& Str/115V/1Ph 130/260 GE | EA | 267 | 53514140526 | 12.7 | LB
14799 | Housing,Mtr-Rtr&Str 115V1Ph/"139" GE | EA | 1097.5 | 53514140533 | 16 | LB
14813 | Housing,Pump-Mach "140" | EA | 112 | 53514133337 | 12 | LB
14821 | WM211 115V/1P/Vfs/cCSAus/PSF/07-01 To Current | EA | 541.5 | 53514133009 | 13 | LB
14862 | Impeller Brass "294" | EA | 215.5 | 53514134105 | 2.7 | LB
14863 | Impeller Asm/Br/3Ph "294" | EA | 220 | 53514134112 | 2.7 | LB
14932 | Circuit Board,Control/Rhombus P/N 1009711 | EA | 457 | 53514141080 | 1 | LB
14955 | WM266 115V/1P/Vfs/cCSAus/(Replace 100/102 Pumps) | EA | 457 | 53514136512 | 42 | LB
14961 | Base-Mach "140" | EA | 38.5 | 53514153588 | 4.2 | LB
15023 | Plug,Test-Brass 1/8-27 NPT | EA | 2.5 | 53514145224 | 0.148 | LB
15133 | Screw,Stator 8-32 X 2.13" Lg | EA | 2 | 53514169688 | 0.01 | LB
15147 | Impeller-Plastic "151" | EA | 10 | 53514169701 | 0.5 | LB
15353 | Cord Term&Seal 230V/1Ph/Auto | EA | 175 | 53514138066 | 3.1 | LB
15391 | Kit,Replacement Impeller& Gasket/310/311 | EA | 8.5 | 53514138677 | 0.25 | LB
15407 | Pump,12Vdc Replacement Pump/S1585 | EA | 801.5 | 53514140434 | 35 | LB
15450 | Housing,Mtr-Rtr&Str/230V/1Ph/"139" GE | EA | 1191 | 53514140540 | 26 | LB
15451 | Housing,Mtr-Rtr&Str/115V/1Ph/"WM260" GE | EA | 275.5 | 53514140557 | 23 | LB
15476 | Stabilizer,Toilet-Plate | EA | 30.5 | 53514147389 | 2.4 | LB
15493 | Housing,Mtr-Rtr&Str/115V/1Ph "3137" GE | EA | 339 | 53514152932 | 23 | LB
15494 | Housing,Mtr-Rtr&Str/115V/1Ph "3139" GE | EA | 1150.5 | 53514152949 | 27 | LB
15495 | Housing,Mtr-Rtr&Str/230V/1Ph "3137" GE | EA | 331 | 53514152956 | 18 | LB
15496 | Housing,Mtr-Rtr&Str/230V/1Ph "3139" GE | EA | 1142 | 53514152963 | 21.3 | LB
15595 | Wire Pkg (7)Wires/P-I/Ex Pr | EA | 56 | 53514143268 | 0.01 | LB
15596 | Wire Pkg (2)Wires/P-F/14Ga | EA | 6.5 | 53514143275 | 0.01 | LB
15608 | Cover & Cord 230V/1Ph/Na/"820/6820"/Gland | EA | 337.5 | 53514142285 | 14.1 | LB
15609 | Cover & Cord 200V/1Ph/Na/"820/6820"/Gland | EA | 307.5 | 53514142308 | 14.1 | LB
15610 | Cover,Cord & Flt Sw/230V/1Ph/"820/6820"/Gland | EA | 488.5 | 53514142346 | 15.2 | LB
15611 | Cover,Cord & Flt Sw/200V/1Ph/"820/6820"/Gland | EA | 560.5 | 53514142360 | 15.2 | LB
15612 | Cover-Mach & Hdl Asm/12-14Ga/Na/"820/6820"/Gland | EA | 137 | 53514142278 | 11 | LB
15613 | Cover-Mach & Hdl Asm/12-14Ga/Auto/820/6820/Gland | EA | 135 | 53514142377 | 11 | LB
15614 | Cord Term&Seal 230V/1Ph/Na/"820-6820"/Gland | EA | 128 | 53514142261 | 3.6 | LB
15615 | Cordage Term&Seal 200V/1Ph/Na/"820/6820"/Gland | EA | 98 | 53514142292 | 3.6 | LB
15632 | Cord Term&Seal 230V/1Ph/Auto/"820/6820"/Gland | EA | 127 | 53514142339 | 3.6 | LB
15633 | Cordage Term&Seal 200V/1Ph/Aoto/"820/6820"/Gland | EA | 97 | 53514142353 | 3.6 | LB
15634 | Seal,Cord Asm&Str Rlf/12-3/12-4/14-3/14-4/14-6 | EA | 38 | 53514151881 | 0.2 | LB
15635 | Seal,Cord Asm&Str Rlf/12-3/14-3/14-4/14-6/Retro/Gland | EA | 69.5 | 53514142384 | 0.2 | LB
15657 | Cover & Cordage 1Ph/14-5/Ex Pr/Pin/Handle | EA | 724.5 | 53514159382 | 19.4 | LB
15658 | Cover & Cordage 3Ph/14-8/Ex Pr/Pin/Handle | EA | 722.5 | 53514159443 | 21.9 | LB
15659 | Cover & Cordage 1Ph/12-5/Ex Pr/Pin/Handle | EA | 716 | 53514159450 | 21.4 | LB
15705 | Cord Term&Seal 115V/10'/16-3 SJOW/1Ph | EA | 38.5 | 53514143022 | 1.6 | LB
15707 | Seal,Cord-Asm "WM142" | EA | 3 | 53514143046 | 0.2 | LB
15708 | Switch,Vert Flt & Seal "WM142" | EA | 79 | 53514143053 | 2 | LB
15748 | Cover & Gasket/139-Na | EA | 403 | 53514143923 | 5.2 | LB
15749 | Impeller Asm 3Ph "139" | EA | 334 | 53514143930 | 3.4 | LB
15750 | Housing,Mtr-&Str 200-208V/1Ph/139 | EA | 1151.5 | 53514143978 | 29 | LB
15751 | Housing,Mtr-& Str 200-208V/3Ph/139 | EA | 1169.5 | 53514143985 | 28 | LB
15752 | Housing,Mtr-& Str 460V/3Ph/139 | EA | 1183.5 | 53514143992 | 30 | LB
15753 | Housing,Mtr-& Str 230V/3Ph/139 | EA | 1175 | 53514144005 | 16 | LB
15801 | Impeller-Mach "841/7013/842/7012"/Br | EA | 449.5 | 53514170158 | 5.3 | LB
15803 | Rebuild Kit WD & Wh 820/6820/(09/02-05/06) | EA | 196.5 | 53514144487 | 9 | LB
15804 | Rebuild Kit E & I "820/6820"/(09/02-05/06) | EA | 188 | 53514144449 | 9 | LB
15805 | Seal,Cord-Ni.Pl.Brass (.35-.63 Dia. Range) | EA | 52 | 53514144616 | 0.172 | LB
15826 | Cover & Cord 200/230V/1P/"840"/Gland | EA | 524.5 | 53514145460 | 16 | LB
15827 | Cover & Cord 200/230/460/575/3Ph/"840"/Gland | EA | 420.5 | 53514145477 | 15.7 | LB
15829 | Cordage Term&Seal/20'/14-6 SOW-A/"840"/Gland | EA | 242.5 | 53514145507 | 6.5 | LB
15830 | Case & Seal "840"/Gland | EA | 119 | 53514145521 | 8.3 | LB
15832 | Rebuild Kit "840"/1Ph/Retro | EA | 373 | 53514145576 | 9 | LB
15846 | Kit,Brush Model 314 Utility Pump | EA | 9.5 | 53514146474 | 0.1 | LB
15851 | Hardware Pak,24-36"Dia/3V3D/Duplex | EA | 81 | 53514169503 | 3 | LB
16102 | Housing,Mtr-&Str 460V/3Ph/.5Hp/MS/Emd | EA | 430 | 53514149796 | 25 | LB
16103 | Rebuild Kit Single Seal/Auto/160-405 | EA | 256 | 53514149802 | 8 | LB
16104 | Cover & Handle 12-14Ga/Na/Gland | EA | 125.5 | 53514149833 | 11 | LB
16105 | Cover & Handle 12-14Ga/MS/Gland | EA | 125.5 | 53514149840 | 11 | LB
16106 | Cover & Cordage 14Ga/1Ph/Na/50'/Gland | EA | 448 | 53514149857 | 19.5 | LB
16107 | Cover & Cordage 12Ga/1Ph/Na/50'/Gland | EA | 471.5 | 53514149871 | 24 | LB
16108 | Cover & Cordage 14Ga/3Ph/50'/Gland | EA | 456.5 | 53514149895 | 21 | LB
16109 | Cover & Cordage 12Ga/1Ph/50'/MS/Gland | EA | 603.5 | 53514149918 | 27 | LB
16110 | Cordage Term&Seal/14Ga/1Ph/Na/50'/Gland | EA | 244 | 53514149864 | 8.7 | LB
16111 | Cordage Term&Seal/12Ga/1Ph/Na/50'/Gland | EA | 268 | 53514149888 | 13.2 | LB
16112 | Cordage Term&Seal/14Ga/3Ph/50'/Gland | EA | 252.5 | 53514149901 | 10.5 | LB
16113 | Cover,Cord &Flt Sw/WD189-WD405/Gland | EA | 462 | 53514149925 | 6 | LB
16114 | Cover,Cord &Flt Sw/WD189-WD405/Eyebolt/Gland | EA | 462 | 53514149932 | 6.1 | LB
16115 | Cord Term&Seal 230V/1Ph/WD/Gland | EA | 127 | 53514149949 | 4 | LB
16116 | Cover & Cords 230V/(1)14Ga/20A/(1)16Ga/Gland | EA | 384.5 | 53514149956 | 18 | LB
16117 | Cover & Cordage/115V/1Ph/14Ga/15A/MS/25'/Gland | EA | 385 | 53514149963 | 16.9 | LB
16119 | Cover & Cord 230V/1Ph/14Ga/20A/25'/Gland | EA | 358.5 | 53514149987 | 15 | LB
16120 | Cover&Cordage 230V/(1)14Ga/20A/(1)16Ga/25'/Gland | EA | 535.5 | 53514149994 | 17.1 | LB
16121 | Cover & Cordage 3Ph/14Ga/25'/Gland | EA | 300 | 53514150006 | 15.8 | LB
16123 | Cover&Cordage 230V/1P/14Ga/20A/Eyebolt/25'/Gland | EA | 378 | 53514150020 | 15.1 | LB
16124 | Cover&Cord 230V/14Ga-20A&16Ga/Eyebolt/25'/Gland | EA | 557.5 | 53514150037 | 17.1 | LB
16125 | Cover & Cordage 3Ph/14Ga/Eyebolt/25'/Gland | EA | 284.5 | 53514150044 | 15.8 | LB
16134 | Wire,Asm-P-P(1)Wire Y 5.5"Lg | EA | 5.5 | 53514152253 | 1 | LB
16135 | Cover & Cord 200/230V/1P | EA | 415 | 53514152260 | 14.2 | LB
16136 | Cutter & Disc Asm "841" | EA | 358.5 | 53514152277 | 2.6 | LB
16140 | Filter Holder Asm/Hi-Hd Step System | EA | 467 | 53514160999 | 15 | LB
16141 | Flapper,2"-Mach/Hi-Hd Step System | EA | 10 | 53514161002 | 0.4 | LB
16244 | Rebuild Kit,DS/W&Wo Mst Sen/4290-4291 | EA | 217 | 53514150181 | 9 | LB
16452 | Tank,5041 Step System/Field Cut Inlet | EA | 567.5 | 53514161415 | 32 | LB
16673 | Rod,Float-Asm/Hi Hd Stepsystem | EA | 45 | 53514164454 | 1 | LB
16801 | Bracket,Lifting Wire Form/840-6840/Sew/Eff Rail | EA | 9.5 | 53514166519 | 0.165 | LB
16803 | Bracket,Lifting & Hdwe/SS/404-405/840-6840 | EA | 23.5 | 53514171971 | 0.01 | LB
16804 | Rebuild Kit,Sgl Sl/404-405/Na/1&3P/Wire Form Hdl | EA | 201 | 53514166571 | 11 | LB
16805 | Rebuild Kit,Dbl Sl/1&3Ph/4405/MS/Wire Form Hdl | EA | 229 | 53514166625 | 11 | LB
16806 | Rebuild Kit, 840-841/1Ph/Gland/Wire Form Handle | EA | 345.5 | 53514166632 | 7 | LB
16807 | Rebuild Kit,840-841/Sen/5-Wire/3P/Gland/Wire Hdl | EA | 341.5 | 53514166649 | 7 | LB
16917 | Brushes,(Set)-Cim Motor/Aquanot | EA | 36.5 | 53514169572 | 0.01 | LB
17062 | Rebuild Kit 115V/"151" | EA | 141 | 53514169657 | 4 | LB
17063 | Rebuild Kit 230V/"151" | EA | 170 | 53514169664 | 4 | LB
17197 | Switch,Float W-Terminals/Vert Master2 "507/1507" | EA | 114 | 53514178703 | 2 | LB
17198 | Pump,12V DC W-Terminals/Glue In Pump Hsg/"507" | EA | 178.5 | 53514178710 | 3 | LB
17205 | Switch Asm-W/Bracket & Cover | EA | 66 | 53514173319 | 2.5 | LB
17283 | Valve,Unicheck-Pvc/Ultrasonic/Wh/w-o Hose & Clamp | EA | 15 | 53514179328 | 0.439 | LB
17350 | Seal,Tank-Diecut/QJ Ultima "202/203" | EA | 25.5 | 53514203603 | 0.146 | LB
17373 | Cover & Flapper Asm/W-Disc Fittings 202/203 | EA | 153 | 53514193065 | 5 | LB
17374 | N202 115V/1Ph/Service Part | EA | 894.5 | 53514193072 | 30 | LB
17855 | Cover & Cordage 3Ph/14-8/Ex Pr/50'/Pin/Handle | EA | 905.5 | 53514177355 | 33 | LB
18075 | Cover & Handle W-Housing/Cond Sls/Auto/3137 | EA | 291.5 | 53514181796 | 11 | LB
18076 | Cover & Handle W-Housing/Cond Sls/Na/3137 | EA | 281.5 | 53514181802 | 11 | LB
18077 | Cover & Handle W-Housing/Cond Sls/Auto/3139 | EA | 650.5 | 53514181819 | 12 | LB
18078 | Cover & Handle W-Housing/Cond Sls/Na/3139 | EA | 641 | 53514181826 | 12 | LB
18079 | Cordage Cond&Sls/W-Cvr Hdl&Hsg/3'/16-3/Auto/3282 | EA | 432.5 | 53514181833 | 17 | LB
18080 | Cordage Cond&Sls/W-Coverhdl&Hsg/6'/16-3/Na/3282 | EA | 477.5 | 53514181895 | 17.6 | LB
18081 | Cordage Cond&Sls/W-Cvr Hdl&Hsg/3'/16-3/Auto/3137 | EA | 366 | 53514181901 | 11 | LB
18082 | Cordage Cond&Sls/W-Cvr Hdl&Hsg/3'/16-3/Auto/3139 | EA | 717 | 53514181918 | 12 | LB
18083 | Cordage Cond&Sls/W-Coverhdl&Hsg/6'/16-3/Na/3137 | EA | 412 | 53514181932 | 11.6 | LB
18084 | Cordage Cond&Sls/W-Coverhdl&Hsg/6'/16-3/Na/3139 | EA | 762.5 | 53514181949 | 12.6 | LB
18085 | Cordage Cond&Sls/W-Cvr Hdl&Hsg/3'/16-4/Auto/3098 | EA | 352 | 53514181956 | 8.2 | LB
18086 | Cordage Cond&Sls/W-Coverhnd&Hsg/6'/16-4/Na/3098 | EA | 397 | 53514181963 | 8.8 | LB
18087 | Rebuild Kit "3137/3139"/(10/94-Current) | EA | 352.5 | 53514181970 | 6 | LB
18088 | Rebuild Kit N&E "3137"/(10/87-9/94) | EA | 807 | 53514182045 | 6 | LB
18089 | Rebuild Kit M&D "3139"/(10/87-9/94) | EA | 1614.5 | 53514182069 | 6 | LB
18090 | Rebuild Kit N&E "3139"/(10/87-9/94) | EA | 1524.5 | 53514182076 | 6 | LB
18091 | Rebuild Kit N&E "3098"/(8/91-9/94) | EA | 460 | 53514182083 | 6 | LB
18092 | Rebuild Kit "3098"/(10/94-Current) | EA | 336 | 53514182090 | 6 | LB
18107 | Cordage Cond&Sls/W-Cvr Hdl&Hsg/15'/16-3/Auto | EA | 489.5 | 53514182120 | 16.8 | LB
18163 | Base-Mach 152/153/Non-Auto | EA | 36.5 | 53514234942 | 0
18179 | Stator,W-Screws 115V/1Ph/.5Hp/"153" | EA | 166.5 | 53514184759 | 6.5 | LB
18180 | Stator W-Screws 230V/1Ph/.5Hp/"153" | EA | 168.5 | 53514184766 | 6.5 | LB
18182 | Rotor & Bearing Asm 115V/230V/1Ph/.5Hp/"153" | EA | 58.5 | 53514184780 | 5 | LB
18183 | Stator W-Screws 115V/1Ph/.33Hp/"151" | EA | 149.5 | 53514184797 | 6.5 | LB
18184 | Rotor & Bearing Asm 115V/230V/1Ph/.33Hp/"151" | EA | 54.5 | 53514184803 | 5 | LB
18185 | Stator W-Screws 230V/1Ph/.33Hp/"151" | EA | 169.5 | 53514184810 | 6.5 | LB
18230 | Rotor & Brg Asm/1Ph/820-6820/Up&Lw Brg(05/06-Cur | EA | 251 | 53514185510 | 6 | LB
18231 | Housing,Mtr-&Str 230V/1Ph/2Hp/820-6820/(05/06-Cur | EA | 682 | 53514185527 | 35 | LB
18232 | Housing,Mtr-&Str 200V/1Ph/2Hp/820-6820/(05/06-Cur | EA | 570 | 53514185541 | 32 | LB
18233 | Oil,Dielectric-(54 Oz) | EA | 53 | 53514185572 | 2.438 | LB
18234 | Rebuild Kit 1Ph & 3Ph/"818-820"/(05/06-Current) | EA | 213.5 | 53514185558 | 6 | LB
18239 | Impeller-Mach "842-6842" | EA | 504.5 | 53514202408 | 5 | LB
18241 | Disc,Cutter Single Direction Grinder/"842-6842" | EA | 139 | 53514214944 | 1.345 | LB
18352 | Clamp,Strain Relief/16-18 Ga Wire | EA | 2 | 53514187217 | 0.01 | LB
18500 | Tank Asm/"202" | EA | 174.5 | 53514193089 | 7 | LB
18501 | Float Switch Asm "202/203" | EA | 102 | 53514193096 | 2 | LB
18510 | Kit,Extension "203" | EA | 173 | 53514193164 | 3 | LB
18513 | Tank Asm/"203" | EA | 245 | 53514193140 | 19 | LB
18532 | Float Switch Asm "204" | EA | 87 | 53514203863 | 1.75 | LB
18533 | Cover & Flapper Asm/W-Disc Fitting/"204" | EA | 153 | 53514203870 | 3 | LB
18534 | Tank Asm/"204" | EA | 175.5 | 53514203900 | 19 | LB
18564 | Spring,Compression/Water Powered Pump/Model 503 | EA | 2 | 53514239848 | 0.001 | LB
18567 | Float,Polypropylene/Water Powered Pump/Model 503 | EA | 29 | 53514239787 | 1.75 | LB
18583 | Rod,Float-Guide/Water Powered Pump/Model503 | EA | 11 | 53514239886 | 0.001 | LB
18584 | Fitting,Push to connect-.75 Push x.75 FPT/Brass/"503" | EA | 32.5 | 53514239800 | 0.01 | LB
18587 | Valve,Backflow Asm/Preventer/Model 503 | EA | 41 | 53514239657 | 0.2 | LB
18588 | Diaphragm & O-Ring/Model 503 | EA | 41 | 53514239664 | 0.25 | LB
18589 | Plunger Asm/Model 503 | EA | 11 | 53514239688 | 0.2 | LB
18593 | Stator W-Screws 230V/1Ph/"264"/(ZT) | EA | 174.5 | 53514208356 | 5.2 | LB
18601 | Rebuild Kit,840-841/1Ph/(09/06-Current) | EA | 347 | 53514191696 | 5 | LB
18602 | Screw,.25-20 X 1"HH Cap/SS/(Nylock Pre-Coat 80) | EA | 4.5 | 53514192921 | 0.01 | LB
18603 | Cutter & Disc Asm "840"/(9/06-Current) | EA | 355 | 53514191306 | 2.9 | LB
18604 | Cutter & Disc Asm "841"/(09/06-01/17) | EA | 359.5 | 53514191313 | 2.9 | LB
18605 | Rebuild Kit,840-841/3Ph/(09/06-Current) | EA | 341.5 | 53514191702 | 5 | LB
18906 | Cover & Cord 230V/1Ph/Na/18-3 | EA | 230.5 | 53514198435 | 13.1 | LB
18907 | Cord Term&Seal 230V/15A/20'/16-3/Na | EA | 61.5 | 53514198459 | 2.6 | LB
18908 | Housing,Mtr-& Str 230V/1Ph/1Hp/PC Grinder | EA | 475 | 53514198466 | 26.5 | LB
18909 | Housing,Mtr-& Str 230V/1Ph/3Hp/1725RPM/() | EA | 611.5 | 53514198473 | 27.5 | LB
18910 | Rotor & Brg Asm 230V/1Ph/1Hp/PC Grinder | EA | 256 | 53514198480 | 9.2 | LB
18911 | Rotor & Brg Asm 200/230V/1Ph/2Hp/PC Grinder | EA | 274.5 | 53514198497 | 9.2 | LB
18912 | Seal,Shaft-Asm .750/Type6A/Car-Cer | EA | 60 | 53514198558 | 0.261 | LB
18913 | Washer & Snap Ring/PC Grinder | EA | 8 | 53514198565 | 0.02 | LB
18914 | Rotor,Pump/Hydraulic & Pin/(Pc Grinder) | EA | 369 | 53514199135 | 1.5 | LB
18915 | Rotor,Pump/Hydraulic & Pin/Sol/(Pc Grinder) | EA | 370.5 | 53514199142 | 1.84 | LB
18916 | Housing,Pump-Mach &Press Relief Valve/"810/6810" | EA | 250 | 53514199159 | 15 | LB
18917 | Housing,Pump-Mach &Press Relief Valve/"815/6815" | EA | 249.5 | 53514199166 | 15 | LB
18918 | Cutter & Disc Asm/PC Grinder | EA | 341 | 53514199173 | 2.25 | LB
18919 | Rebuild Kit,E/PC Grinderxx/Xx-Current/Pin Coiled | EA | 234 | 53514199203 | 3.2 | LB
18920 | Rebuild Kit,E/PC Grinder/09/07-Current/Pin Solid | EA | 238 | 53514199227 | 3.2 | LB
18927 | Cover & Cord/Man Run/PC Grinder | EA | 256 | 53514199241 | 13.1 | LB
18928 | Cordage Term&Seal/20'/16-4/Man Run/PC Grinder | EA | 95 | 53514199234 | 3.6 | LB
18967 | Relay,Voltage-Sensing/"611/621/6120/6121" | EA | 64 | 53514207014 | 0.312 | LB
19075 | Cutter & Disc Asm Grinder "842"/(05/07-01/17) | EA | 353.5 | 53514202132 | 3.2 | LB
19103 | Seal,Link 4" Ls-300-C | EA | 13.5 | 53514200473 | 1 | LB
19136 | Cam,Multizone For 6000 Series Valve/2-Zone | EA | 23.5 | 53514201029 | 0.01 | LB
19137 | Cam,Multizone For 6000 Series Valve/3-Zone | EA | 23.5 | 53514201036 | 0.01 | LB
19138 | Cam,Multizone For 6000 Series Valve/4-Zone | EA | 24 | 53514201043 | 0.01 | LB
19139 | Cam,Multizone For 6000 Series Valve/5-Zone | EA | 23.5 | 53514201050 | 0.01 | LB
19140 | Cam,Multizone For 6000 Series Valve/6-Zone | EA | 23.5 | 53514201067 | 0.01 | LB
19225 | Rotor & Brg Asm 200/230V/1Ph/1.5-2Hp/3450 Rpm/Upper & Lower Bearing | EA | 117 | 53514215989 | 5 | LB
19226 | Rotor & Brg 200/230/460/575V/3P/2Hp/3450 Rpm/Upper & Lower Bearing | EA | 161 | 53514216009 | 5.1 | LB
19227 | Rotor & Brg 380V/3Ph/2Hp/3450 Rpm/Upper&Lower Bearing | EA | 194.5 | 53514216047 | 6 | LB
19228 | Rotor & Brg Asm 200/230V/1Ph/2HP/DS/3450Rpm/Upper & Lower Bearing | EA | 142.5 | 53514216061 | 5 | LB
19229 | Rotor & Brg Asm 200/230/460/575V/3Ph/2HP/DS/3450 Rpm/Upper & Lower Bearing | EA | 161.5 | 53514216085 | 5.5 | LB
19230 | Rotor & Brg 380V/3Ph/2HP/DS/3450 Rpm | EA | 211 | 53514216146 | 6 | LB
19231 | Rotor & Brg Asm 200/230V/1Ph/4291/Upper& Lower Bearing | EA | 169.5 | 53514216160 | 4.75 | LB
19232 | Rotor & Brg Asm 200/230/460/575V/3Ph/4291/Upper & Lower | EA | 192 | 53514216184 | 5.25 | LB
19233 | Housing,Mtr-&Str 230V/1Ph/2Hp/3450 Rpm/(06/08-Current) | EA | 582 | 53514216207 | 30 | LB
19234 | Housing,Mtr-&Str 200V/1Ph/2HP/3450 Rpm/(06/08-Current) | EA | 624 | 53514216221 | 30 | LB
19235 | Housing,Mtr-&Str 200V/3Ph/2HP/3450 Rpm/(06/08-Current) | EA | 702.5 | 53514216245 | 26.1 | LB
19236 | Housing,Mtr-&Str 230V/3Ph/2HP/3450 Rpm/(06/08-Current) | EA | 787 | 53514216283 | 27 | LB
19237 | Housing,Mtr-&Str 460V/3Ph/2HP/3450 Rpm/(06/08-Current) | EA | 784 | 53514216306 | 27 | LB
19238 | Housing,Mtr-&Stator 575/3Ph/2HP/3450 Rpm/(06/08-Current) | EA | 757 | 53514216320 | 36.4 | LB
19245 | Housing,Mtr-&Str 230V/1Ph/2HP/MS/3450 Rpm/(06/08-Current) | EA | 587 | 53514216368 | 30 | LB
19246 | Housing,Mtr-&Str 200V/1Ph/2HP/MS/3450 Rpm/(06/08-Current) | EA | 618 | 53514216382 | 30.1 | LB
19247 | Housing,Mtr-&Str 200V/3Ph/2HP/MS/3450 Rpm/(06/08-Current) | EA | 706 | 53514216405 | 26.1 | LB
19248 | Housing,Mtr-&Str 230V/3Ph/2Hp/MS/3450 Rpm/(06/08-Current) | EA | 792 | 53514216429 | 27 | LB
19249 | Housing,Mtr-&Str 460V/3Ph/2HP/MS/3450 Rpm/(06/08-Current) | EA | 789 | 53514216443 | 27 | LB
19353 | Rebuild Kit "WM152" | EA | 63 | 53514204983 | 2.65 | LB
19421 | Screw,#6-32 X.375 RHM-Sltc/Zinc Plated | EA | 0.5 | 53514209704 | 0.01 | LB
19439 | Cord Term&Seal 115V/35'/18-3 SJTW-A/Auto | EA | 100.5 | 53514207236 | 3 | LB
19471 | Cord Term&Seal 115V/35'/16-3 SJTW/15A Plug/Non Auto | EA | 146 | 53514207922 | 3.2 | LB
19483 | Cord Term&Seal 115V/1Ph/35'/14Ga/Auto/Gland | EA | 191.5 | 53514208189 | 6.2 | LB
19550 | Housing,Pump-Mach &Press Relief Valve/"810/6810"/01-08 | EA | 250 | 53514211042 | 15 | LB
19551 | Housing,Pump-Mach &Press Relief Valve/"815/6815"/01-08 | EA | 249.5 | 53514211059 | 15 | LB
19646 | Rotor & Brg Asm 1Ph/2HP/191/Upper & Lower Bearing | EA | 144 | 53514216504 | 5 | LB
19647 | Rebuild Kit Single Seal/Auto/160-290/Ball Bearing | EA | 211.5 | 53514216528 | 8 | LB
19648 | Rebuild Kit,Single Seal/Na/1&3Ph/160-290/Ball Bearing | EA | 183 | 53514216542 | 8 | LB
19649 | Rebuild Kit,191/Ball Bearing | EA | 185.5 | 53514216566 | 8 | LB
19650 | Rotor & Brg Asm 200/230V/1Ph/1Hp/3450 Rpm/Upper & Lower Bearing | EA | 88 | 53514238452 | 5 | LB
19651 | Rotor & Brg 200/230/460/575V/3P/1Hp/3450 Rpm/Upper & Lower Bearing | EA | 131 | 53514238513 | 5.1 | LB
19695 | Cutter & Shim Asm/3 Blade/.75" Screw | EA | 202 | 53514214821 | 1.5 | LB
19696 | Cutter & Shim Asm/3 Blade/1" Screw | EA | 203 | 53514214845 | 1.5 | LB
19697 | Cutter & Shim Asm/5 Blade/.75" Screw | EA | 196 | 53514214869 | 1.5 | LB
19698 | Cutter & Shim Asm/5 Blade/1" Screw | EA | 197 | 53514214883 | 1.5 | LB
19708 | Rebuild Kit,Double Seal/1&3 Ph/4160-4290/Ball Bearing | EA | 214.5 | 53514216580 | 8 | LB
19709 | Rebuild Kit,Double Seal/1&3 Ph/4290-4291/Ball Bearing | EA | 367 | 53514216603 | 8 | LB
19710 | Rebuild Kit,Double Seal/1&3Ph/W&W-O MS/6160-6405/Ball Bearing | EA | 293.5 | 53514216627 | 8 | LB
19768 | Valve,Check/1.5 InLine/Vertical | EA | 26 | 53514226619 | 0.2 | LB
19857 | Hose,1.5" Rubber Coupling | EA | 4 | 53514229795 | 0.02 | LB
26014 | Coupling Asm | EA | 90 | 53514009007 | 1 | LB
26016 | Adapter,Mtr Model 112 | EA | 189 | 53514009014 | 2 | LB
26033 | Rod,Flt-& End | EA | 25 | 53514009038 | 0.35 | LB
26075 | Extension,Sw Arm | EA | 9.5 | 53514009113 | 0.01 | LB
27009 | Bracket,Switch | EA | 112.5 | 53514009137 | 0.213 | LB
27034 | Rod,Flt-& End SS 38-5" Lg | EA | 33 | 53514009212 | 6 | LB
28011 | Adapter-Mach Alum | EA | 75 | 53514009243 | 0.2 | LB
34007 | Seal,Mtr Hsg | EA | 1 | 53514009441 | 0.01 | LB
34019 | Float,Polypropylene "50/98-130/260" | EA | 8.5 | 53514009489 | 0.36 | LB
34041 | Seal,Thru Wall Term-Kit | EA | 2.5 | 53514009502 | 0.02 | LB
34046 | Gasket,Case/Cover | EA | 1.5 | 53514009519 | 0.01 | LB
34052 | Bearing,Sleeve Bronze/Mtr Hsg/Md 55/59/139 | EA | 5 | 53514009540 | 0.02 | LB
34067 | Cover & Handle "50"/Nonauto | EA | 28 | 53514009601 | 2 | LB
34075 | Seal,Cup-Kit W/O Hole | EA | 14 | 53514009618 | 0.1 | LB
34081 | Conversion Kit, "34/36" | EA | 88.5 | 53514009625 | 0.5 | LB
34082 | Divertor-Bent | EA | 0.5 | 53514009632 | 0.1 | LB
34086 | Guide Asm,Flt Rod | EA | 5 | 53514009663 | 0.2 | LB
34090 | Plug,Test-White | EA | 0.5 | 53514009670 | 0.003 | LB
34091 | Switch Pkg | EA | 89 | 53514009687 | 2.5 | LB
36067 | Cover & Handle Brass "50" | EA | 248.5 | 53514009779 | 2.3 | LB
36081 | Conversion Kit, "50&97" | EA | 318.5 | 53514009786 | 3.7 | LB
54021 | Seal,Shaft-& Spacer | EA | 11.5 | 53514009953 | 0.1 | LB
54024 | Bearing,Sleeve/Bronze/P-Hsg/Md 55/59/139 | EA | 5 | 53514009960 | 0.02 | LB
54026 | Cord Term&Seal 115V/ 9'/18-3 SJTW-A/Auto | EA | 22 | 53514009984 | 0.7 | LB
54032 | Rotor Asm 115V/1Ph GE | EA | 20 | 53514010010 | 2 | LB
54036 | Strainer | EA | 2 | 53514010034 | 0 | LB
54040 | Stator 115V/1Ph GE | EA | 104 | 53514010058 | 4 | LB
54051 | Case & Switch "50" | EA | 76 | 53514010096 | 2.5 | LB
54062 | Rod,Float-Molded/"50" | EA | 2 | 53514010126 | 0.011 | LB
54069 | Cord Term&Seal 115V/15'/18-3 SJTW-A/Nonauto | EA | 31.5 | 53514010133 | 1.1 | LB
54070 | Cord Term&Seal 230V/15'/18-3 Sjtw/Nonauto | EA | 55 | 53514010140 | 1.2 | LB
54076 | Rod Asm,Upper Float&-Lg Cycle | EA | 74 | 53514010157 | 6 | LB
54077 | Bracket,Upper-Lg Cycle | EA | 15.5 | 53514010164 | 0.01 | LB
54085 | Stop,Flt Rod-Lg Cycle | EA | 6 | 53514010195 | 0.01 | LB
54102 | Cord Term&Seal ED/115V/9'/16-3 SJOW-A/Auto | EA | 46 | 53514010225 | 0.9 | LB
54103 | Cord Term&Seal ED/115V/15'/16-3 SJOW-A/Nonauto | EA | 52.5 | 53514010232 | 1.4 | LB
54107 | Case & Switch ED "50" | EA | 69 | 53514010263 | 2.5 | LB
54112 | Cord Term&Seal 115V/15'/18-3 SJTW-A/Auto | EA | 48.5 | 53514010270 | 1.1 | LB
56051 | Case & Switch Brass "50" | EA | 303.5 | 53514010317 | 3 | LB
57010 | Impeller "57" | EA | 17.5 | 53514010324 | 1.5 | LB
57018 | Housing,Pump-Mach"53/57-2057-51-63-371" | EA | 36.5 | 53514010331 | 5.5 | LB
57029 | Base Asm | EA | 34 | 53514010355 | 4.41 | LB
57059 | Rebuild Kit "57/59" (8/79 Thru 8/86) | EA | 88.5 | 53514010362 | 3.9 | LB
57060 | Parts,Small-Kit | EA | 13 | 53514010379 | 0.2 | LB
59001 | Impeller Br "59" | EA | 138 | 53514010386 | 2 | lb
59005 | Housing,Pump-&Brg Mach Br "55/59" | EA | 485 | 53514010393 | 7.2 | LB
59009 | Base Asm Brass | EA | 399 | 53514010409 | 6.7 | LB
73013 | Guard,Switch | EA | 15 | 53514010508 | 0.2 | LB
75003 | Head & Brg Asm Br | EA | 137.5 | 53514010539 | 2.65 | LB
75007 | Base-Mach Brass "85" | EA | 165.5 | 53514010553 | 2.9 | LB
79020 | Switch Asm | EA | 53 | 53514010652 | 0.2 | LB
94018 | Housing,Mtr-Asm | EA | 107.5 | 53514010720 | 10 | LB
94028 | Seal,Mtr Hsg | EA | 1 | 53514010812 | 0.01 | LB
94030 | Gasket,Case/Cover | EA | 2 | 53514010836 | 0.01 | LB
94032 | Seal,Cord-Asm & Strain Relief | EA | 6 | 53514010850 | 0.05 | LB
94037 | Oil,Dielectric-(42 Oz) | EA | 51 | 53514010874 | 2.7 | LB
94041 | Arm & Seal Asm | EA | 30.5 | 53514010904 | 0.02 | LB
94043 | Seal,Cord-ED | EA | 12.5 | 53514010911 | 0.1 | LB
94048 | Guide Asm,Flt Rod | EA | 3 | 53514010935 | 0.03 | LB
94071 | Cord Term&Seal 115V/10'/16-3 SJOW-A | EA | 38 | 53514010973 | 1.1 | LB
94072 | Cord Term&Seal 230V/10'/16-3 SJOW-A | EA | 47 | 53514010980 | 1.1 | LB
94075 | Cord Term&Seal 115/230V/10'/16-3 SOW-A/U-Pak | EA | 45 | 53514010997 | 1.1 | LB
94078 | Clip,Overload | EA | 7.5 | 53514011000 | 0.01 | LB
94080 | Wire Pkg | EA | 11.5 | 53514011024 | 0.1 | LB
94099 | Lever,Cartridge-Asm/"Hi-Pak" | EA | 23.5 | 53514011086 | 0.1 | LB
94103 | Rebuild Kit "94/96/147/149" | EA | 121.5 | 53514011093 | 4 | LB
94106 | Bearing,Radial 6203 W-Snap Ring | EA | 16 | 53514011116 | 0.2 | LB
94123 | Overload 230V | EA | 12.5 | 53514011208 | 0.1 | LB
94133 | Cover & Gasket | EA | 67 | 53514011239 | 0.33 | LB
94135 | Seal,Cord 18-3 SO | EA | 37 | 53514011246 | 0.1 | LB
94136 | Seal,Uf Cable 12-3 Or 14-3 | EA | 33.5 | 53514011253 | 0.195 | LB
94138 | Plug,3/4"Ips | EA | 0.5 | 53514011260 | 0.25 | LB
94253 | Stator & Rtr 230V/1Ph .3Hp G5 | EA | 248 | 53514011390 | 40 | LB
94255 | Guide Asm,Flt | EA | 1.5 | 53514011406 | 0.1 | LB
94257 | Stator 115V/1Ph .3Hp G5 | EA | 185 | 53514011420 | 40 | LB
96104 | Case & Gasket/4Hole/Brass/"Hi-Pak" | EA | 117.5 | 53514011642 | 3.5 | LB
111002 | Switch Asm | EA | 1267.5 | 53514013189 | 0.2 | LB
123020 | Seal,Mtr Hsg | EA | 3 | 53514013646 | 0.02 | LB
123024 | Gasket,Case/Cover | EA | 3 | 53514013660 | 0.01 | LB
123031 | Seal,Shaft | EA | 24 | 53514013684 | 0.1 | LB
123040 | Oil,Dielectric-(74 Oz) | EA | 76 | 53514013714 | 4.625 | LB
123053 | Seal,Cord-Asm | EA | 33 | 53514013745 | 0.1 | LB
137004 | Housing,Pump-Mach "137" | EA | 63.5 | 53514014407 | 10.5 | LB
137006 | Impeller "137" | EA | 52.5 | 53514014414 | 2 | LB
137008 | Strainer Plate "139" | EA | 4.5 | 53514014421 | 0.109 | LB
139002 | Base & Plate Asm | EA | 513.5 | 53514014681 | 8.9 | LB
139006 | Impeller Br "139" | EA | 295.5 | 53514014698 | 3.4 | LB
139018 | Housing,Pump-&Brg Mach Br "139" | EA | 857 | 53514014704 | 11 | LB
147105 | Motor Kit 115V/1Ph/.5Hp/G1Tog5 | EA | 274 | 53514014759 | 40 | LB
147110 | Stator 115/1Ph/.5Hp G5 | EA | 208.5 | 53514014766 | 40 | LB
147114 | Stator & Rtr 115V/1Ph/.5Hp G5 | EA | 260.5 | 53514014780 | 40 | LB
147135 | Relay Asm 230V G5 | EA | 14.5 | 53514014834 | 0.3 | LB
147136 | Rotor 115V/230V/1Ph/.5Hp G5 | EA | 56 | 53514014841 | 40 | LB
150013 | Housing,Mtr-& Str 115V/1Ph/Wo Mst Sn/"140/270" | EA | 329.5 | 53514234867 | 20 | LB
150014 | Housing,Mtr-& Str 230V/1Ph/Wo Mst Sn/"140/270" | EA | 337 | 53514234881 | 18 | LB
150015 | Rotor & Brg Asm/115/230V/1Ph/"140/270" | EA | 98.5 | 53514234904 | 5.4 | LB
150016 | Rotor & Brg Asm/115/230V/1Ph/"4140/4270" | EA | 104 | 53514234928 | 4 | LB
150084 | Float Rod Magnet Guide & Spring Asm/Model 503 | EA | 30 | 53514239701 | 0.2 | LB
150085 | Float Rod Guide Asm/Model 503 | EA | 36.5 | 53514239725 | 0.4 | LB
150099 | Screw,Stator 8-32 X 2.688"Lg/Bright Zinc Finish | EA | 0.5 | 53514244392 | 0.01 | LB
150101 | Rebuild Kit, Valve"503" | EA | 101 | 53514239763 | 0.1 | LB
150149 | Housing,Pump-Mach "98" | EA | 73.5 | 53514244415 | 11 | LB
150155 | Housing,Pump-Mach "1098" | EA | 75.5 | 53514244439 | 12 | LB
150380 | Kit,Impeller & Seal 314 Utility (Pump-Rev. C only) | EA | 22 | 53514249816 | 0.1 | LB
150438 | Rod Asm,Flt/14.75"Lg | EA | 15.5 | 53514270636 | 0.085 | LB
150439 | Rod Asm,Flt/14.25"Lg | EA | 15.5 | 53514270650 | 0.084 | LB
150554 | Rebuild Kit/Rivet Style Diaphragm/"503" | EA | 62.5 | 53514299149 | 1 | LB
150574 | Rotor & Brg Asm 115V/1Ph/.5HP/3450 RPM/Upper & Lower Bearing | EA | 94.5 | 53514259570 | 5.25 | LB
150575 | Rotor & Brg Asm 200/230V/1Ph/.5HP/3450 RPM/Upper & Lower Bearing | EA | 95.5 | 53514259617 | 5.25 | LB
150576 | Rotor &Brg Asm 200/230/460/575V/3Ph/.5Hp/3450 RPM/Upper & Lower Bearing | EA | 153 | 53514259631 | 2.25 | LB
150580 | Housing,Mtr-&Str 115V/1Ph/.5Hp/3450 RPM/(12/09 - Current) | EA | 512 | 53514259730 | 32.75 | LB
150581 | Housing,Mtr-&Str 200V/1Ph/.5Hp/3450 RPM/(12/09 - Current) | EA | 463 | 53514259754 | 32.75 | LB
150582 | Housing,Mtr-&Str 230V/1Ph/.5Hp/3450 RPM/(12/09 - Current) | EA | 463 | 53514260071 | 32.75 | LB
150583 | Housing,Mtr-&Str 200V/3Ph/.5Hp/3450 RPM/(12/09 - Current) | EA | 530 | 53514260095 | 32.75 | LB
150584 | Housing,Mtr-&Str 230V/3Ph/.5Hp/3450 RPM/(12/09 - Current) | EA | 527.5 | 53514260118 | 32.75 | LB
150585 | Housing,Mtr-&Str 460V/3Ph/.5Hp/3450 RPM/(12/09 - Current) | EA | 524.5 | 53514260156 | 32.75 | LB
150604 | Housing,Mtr-&Str 115V/1Ph/.5Hp/3161-3163/(12/09 - Current) | EA | 505.5 | 53514260330 | 32.75 | LB
150605 | Housing,Mtr-&Str 230V/1Ph/.5Hp/3161-3163/(12/09 - Current) | EA | 582.5 | 53514260354 | 32.75 | LB
150609 | Oil,Dielectric-(50 Oz)/HT | EA | 82 | 53514260460 | 3 | LB
150610 | Rebuild Kit "3161/3163"/Ball Bearing | EA | 403.5 | 53514260422 | 9 | LB
150741 | Guide,Rod-Float/Long/Water Powered Pump/Model 503 | EA | 4.5 | 53514355074 | 0.3 | LB
150842 | Housing,Mtr-&Str 575V/3Ph/.5Hp/3450 RPM/(03/10 - Current) | EA | 530 | 53514271633 | 32.75 | LB
150857 | Impeller-Plastic/Backshroud/260 Series | EA | 7 | 53514304157 | 0.206 | LB
150872 | WU202 220V/50Hz/1Ph/Service Part | EA | 1074 | 53514289294 | 30 | LB
150874 | Rotor & Brg Asm 115/200/230V/1Ph/1725 RPM/Upper & Lower Bearing | EA | 73 | 53514276065 | 4 | LB
150875 | Rotor & Brg Asm 200/230/460/575V/3Ph/.5Hp/1725 RPM/Upper & Lower Bearing | EA | 152.5 | 53514276089 | 5 | LB
150878 | Rotor & Brg Asm 200/230V/1Ph/1Hp/1725Rpm/Upper & Lower Bearing | EA | 138 | 53514276140 | 4.5 | LB
150879 | Rotor & Brg Asm 200/230/460V/3Ph/1Hp/1725RPM/Upper & Lower Bearing | EA | 158 | 53514276164 | 4.75 | LB
150882 | Rotor & Brg Asm 200/230/460/575V/1Ph/3Ph/3Hp/1725RPM/Upper & Lower Bearing | EA | 172 | 53514276225 | 5.3 | LB
150883 | Rotor & Brg Asm 200/230/460/575V1Ph/DS/3Ph/3Hp/1725RPM/Upper & Lower Bearing | EA | 144 | 53514276249 | 5.5 | LB
150922 | Housing,Mtr-&Str 115V/1Ph/.5Hp/1725RPM/(06/10) | EA | 479.5 | 53514276263 | 28.5 | LB
150923 | Housing,Mtr-&Str 200V/1Ph/.5Hp/1725RPM/(06/10) | EA | 443 | 53514276300 | 28.5 | LB
150949 | Housing,Mtr-&Str 230V/1Ph/.5Hp/1725RPM/(06/10) | EA | 434 | 53514276324 | 28.5 | LB
150950 | Housing,Mtr-&Str 200V/3Ph/.5Hp/1725RPM/(06/10) | EA | 495 | 53514276348 | 30 | LB
150951 | Housing,Mtr-&Str 230V/3Ph/.5Hp/1725RPM/(06/10) | EA | 552 | 53514276362 | 29.5 | LB
150952 | Housing,Mtr-&Str 460V/3Ph/.5Hp/1725RPM/(06/10) | EA | 549 | 53514276386 | 29.5 | LB
150954 | Housing,Mtr-&Str 115V/1Ph/"3282"/1725RPM/(06/10) | EA | 465 | 53514276423 | 29 | LB
150955 | Housing,Mtr-&Str 230V/1Ph/"3282"/1725RPM/(06/10) | EA | 468 | 53514276546 | 24.5 | LB
150956 | Housing,Mtr-&Str 200V/1Ph/1Hp/1725RPM/(06/10) | EA | 473 | 53514276553 | 30 | LB
150957 | Housing,Mtr-&Str 230V/1Ph/1Hp/1725RPM/(06/10) | EA | 470 | 53514276577 | 31 | LB
150958 | Housing,Mtr-&Str 200V/3Ph/1Hp/1725RPM/(06/10) | EA | 531 | 53514276591 | 31 | LB
150959 | Housing,Mtr-&Str 230V/3Ph/1Hp/1725RPM/(06/10) | EA | 547 | 53514276805 | 30 | LB
150960 | Housing,Mtr-&Str 460V/3Ph/1Hp/1725RPM/(06/10) | EA | 558.5 | 53514276614 | 30 | LB
150961 | Housing,Mtr-&Str 200V/1Ph/3Hp/1725RPM/(06/10) | EA | 615.5 | 53514276638 | 33 | LB
150962 | Housing,Mtr-&Str 200V/3Ph/3Hp/1725RPM/(06/10) | EA | 668.5 | 53514276676 | 31 | LB
150963 | Housing,Mtr-&Str 230V/3Ph/3Hp/1725RPM/(06/10) | EA | 686.5 | 53514276690 | 29 | LB
150964 | Housing,Mtr-&Str 460V/3Ph/3Hp/1725RPM/(06/10) | EA | 683.5 | 53514276713 | 29 | LB
150965 | Housing,Mtr-&Str 575V/3Ph/3Hp/1725RPM/Ball Bearing/(06/10) | EA | 777 | 53514276737 | 30 | LB
150989 | Rebuild Kit "3282"/Ball Bearing | EA | 429.5 | 53514277208 | 6 | LB
150990 | Rebuild Kit "280"/3Ph/Auto/Ball Bearing | EA | 199.5 | 53514277222 | 6 | LB
150991 | Housing,Mtr-&Str 230V/3Ph/.5Hp/Auto/1725RPM/(06/10) | EA | 544 | 53514276652 | 29 | LB
150992 | Housing,Mtr-&Str 230V/3Ph/1Hp/Auto/1725RPM/(06/10) | EA | 562.5 | 53514277185 | 33 | LB
150993 | Rebuild Kit,Sgl Sl/404-405/Na/1&3Ph/Ball Bearing | EA | 168.5 | 53514277246 | 6 | LB
150994 | Rebuild Kit,Dbl Sl/1&3Ph/4405/Ball Bearing | EA | 200.5 | 53514277260 | 6 | LB
150997 | Housing,Mtr-&Str 575V/3Ph/1Hp/1725RPM/(08/10-Current) | EA | 510.5 | 53514278366 | 29 | LB
151089 | Rotor & Brg Asm 575V/3Ph/1Hp/1725 RPM/Upper & Lower Bearing | EA | 136 | 53514281656 | 4 | LB
151090 | Rotor & Brg Asm 575V/3Ph/1Hp/DS/1725 RPM/Upper & Lower Bearing | EA | 191 | 53514281670 | 4 | LB
151322 | Cord Term&Seal 220V/8'/H07RN-F3G1,5/13A/(UK) Fused G-Plug/CE Listed | EA | 71.5 | 53514295226 | 1.4 | LB
151323 | Cord,Term&Seal 220V/33'/H07RN-F3G1,5/13A/(UK) G-Fused Plug/CE listed | EA | 136 | 53514295264 | 1.4 | LB
151324 | Seal,Cord-Asm/CE listed | EA | 5.5 | 53514295301 | 0.02 | LB
151325 | Rebuild Kit "53/55"/CE listed(7/92 Thru Current) | EA | 122 | 53514295325 | 4 | LB
151326 | Rebuild Kit "98/CE listed(11/90 Thru Current) | EA | 95.5 | 53514295363 | 4 | LB
151334 | Housing,Mtr-&Str 220/1Ph/50Hz/137/267/CE Listed | EA | 304.5 | 53514295387 | 15 | LB
151335 | Rebuild Kit "130/260"/CE listed (06/09 Thru Current) | EA | 122.5 | 53514295400 | 4 | LB
151338 | Cord Term&Seal 220V/33'/H07RN-F3G1,5/13A/Na/(UK) G-Fused Plug/CE listed | EA | 137.5 | 53514295448 | 1.1 | LB
151452 | Cord Term&Seal 220V/8'/H07RN-F3G1,5/13A/NA/(UK) Fused G-Plug/CE/"50/90/264" | EA | 71.5 | 53514301897 | 1.4 | LB
151453 | Cord,Term&Seal 220V/33'/H07RN-F3G1,5/13A/NA/(UK) G-Fused Plug/CE/"50/90/264" | EA | 136 | 53514301910 | 1.4 | LB
151460 | Cord,Term&Seal 220V/33'/H07RN-F3G1,5/13A/NA/(UK) G-Fused Plug/CE/"130/260" | EA | 134.5 | 53514301934 | 1.4 | LB
151471 | Rebuild Kit "264/International (05/09 Thru Current) | EA | 70 | 53514302016 | 4 | LB
151473 | Cover & Cord 230V/1Ph/Na/"7010" | EA | 333.5 | 53514298968 | 14.1 | LB
151474 | Cover & Cord 200V/1Ph/Na/"7010" | EA | 303.5 | 53514298982 | 14.1 | LB
151475 | Cover, Cord & Flt Sw/230V/1Ph/"7010" | EA | 485 | 53514299002 | 15.2 | LB
151476 | Cover, Cord & Flt Sw/200V/1Ph/"7010" | EA | 556.5 | 53514299026 | 15.2 | LB
151477 | Rebuild Kit 1 & 3Ph/"7008-7010"/("03/11-Current") | EA | 253 | 53514299040 | 6 | LB
151478 | Cover & Cord 200/230V/1Ph/"7011" | EA | 479.5 | 53514299064 | 16 | LB
151479 | Cover & Cord 200/230/460/575V/3Ph/"7011/7012/7013" | EA | 433.5 | 53514299088 | 15.7 | LB
151480 | Rebuild Kit, 3Ph/"7011/7012/7013"/("03/11-Current") | EA | 424 | 53514299101 | 5 | LB
151481 | Rebuild Kit, 1PH/"7011/7012/7013"/("03/11-Current") | EA | 428.5 | 53514299163 | 5 | LB
151482 | Cover & Cord 200/230V/1Ph/"7012/7013" | EA | 428 | 53514299187 | 14.2 | LB
151484 | Cover & Cord 230V/1Ph/Na/18-3/Brass Gland/Viton | EA | 239.5 | 53514299200 | 13.1 | LB
151485 | Cover & Cord 230V/1Ph/Na/16-3/Brass Gland/Viton | EA | 240.5 | 53514299224 | 12.3 | LB
151486 | Cord Term&Seal 230V/1Ph/15A/20'/16-3/Na/Brass Gland/ | EA | 67.5 | 53514299248 | 2.6 | LB
151487 | Cord Term&Seal 230V/1Ph/15A/20'/16-3/Na/Brass Gland | EA | 68.5 | 53514299262 | 1.33 | LB
151488 | Rebuild Kit, E/PC Grinder "7020/7021"/(3/11-Current") | EA | 432.5 | 53514299286 | 3.2 | LB
151489 | Cover & Cord/200/230V/1Ph/Man Run/"7020/7021"/20' | EA | 265 | 53514299309 | 13.1 | LB
151490 | Cordage Tem&Seal 200/230V/1Ph/20'/Man Run/"7020/7021" | EA | 101 | 53514299323 | 3.6 | LB
151535 | Seal,Cord-Asm/Korean/"53/57" | EA | 6 | 53514301958 | 0.2 | LB
151536 | Rebuild Kit "53"/Korean(7/92 Thru Current) | EA | 88 | 53514302139 | 4 | LB
151539 | Cord Term&Seal 200V/16-3 Korean/13'6"/E-F Plug/Non-Auto/"53/57" | EA | 51 | 53514301972 | 1.6 | LB
151543 | Rebuild Kit "57"/Korean(7/92 Thru Current) | EA | 86 | 53514302153 | 4 | LB
151546 | Cord Term&Seal 200V/16-3 Korean/13'6"/E-F Plug/Non-Auto/"130/260" | EA | 52 | 53514301996 | 1.6 | LB
151547 | Rebuild Kit "130/260"/Korean (05/95 Thru Current) | EA | 114 | 53514302160 | 4 | LB
151552 | Rebuild Kit "264"/Korean (09/97 Thru Current) | EA | 68 | 53514302184 | 4 | LB
151557 | Arm & Seal Asm/Viton "50" | EA | 24 | 53514302207 | 0.2 | LB
151708 | Rod,Float-Guide/Short/Water Powered Pump/Model 503 | EA | 8 | 53514312084 | 0.0001 | LB
151713 | Seat,Nozzle/Water Powered Pump/Model 503 | EA | 12 | 53514310134 | 0.01 | LB
151805 | Kit,Float rod asm "202/203" | EA | 30.5 | 53514326258 | 1.05 | LB
152036 | Rebuild Kit Single Seal/Auto/160-290/50Hz | EA | 189 | 53514321857 | 8 | LB
152037 | Rebuild Kit Single Seal/Auto/160-290/Ball Bearing/50Hz | EA | 182.5 | 53514321864 | 8 | LB
152038 | Rebuild Kit Single Seal/NA/1&3Ph/160-290/50Hz | EA | 160.5 | 53514321871 | 8 | LB
152039 | Rebuild Kit Single Seal/NA/1&3Ph/160-290/Ball Bearing/50Hz | EA | 153.5 | 53514321888 | 8 | LB
152166 | WU202 220V/1Ph/50Hz/Premium Cutter/Cd w/o Plug (Service Part) | EA | 1083 | 53514325183 | 30 | LB
152251 | Impeller 3Ph "495" | EA | 238 | 53514329198 | 2 | LB
152252 | Rotor & Brg 380V/3Ph/2Hp/3450Rpm/495/Upper&Lower Brg | EA | 221.5 | 53514329204 | 6 | LB
152253 | Rebuild Kit K495/Ball Bearing | EA | 154 | 53514329211 | 6 | LB
152306 | Cord,Term&Seal 220V/33'/H07RN-F3G1,5/13A/UK Fused G-Plug/CE Listed | EA | 134.5 | 53514330460 | 1.4 | LB
152307 | Seal,Cord-Asm | EA | 4.5 | 53514330477 | 0.02 | LB
152309 | Cord Term&Seal 220V/8'/H07RN-F3G1,5/13A/UK Fused G-Plug/CE Listed | EA | 69.5 | 53514330491 | 1.4 | LB
152345 | Rebuild Kit "371"(03/09 Thru Current) | EA | 63 | 53514331108 | 4 | LB
152346 | Base Asm "371" | EA | 11.5 | 53514331115 | 0.5 | LB
152348 | Cord Term&Seal 230V/15A/20'/16-3/Na | EA | 61 | 53514331122 | 2.6 | LB
152350 | Rebuild Kit-International "371"(12/10 Thru Current) | EA | 473.5 | 53514331139 | 26.5 | LB
152402 | Rotor & Brg Asm 200/230V/1Ph/1Hp/DS/3450 Rpm/Upper & Lower Brg/4290 | EA | 152.5 | 53514331719 | 5 | LB
152403 | Rotor & Brg Asm 200/230/460/575V/3Ph/1HP/DS/3450Rpm/Upper & Lower Brg/4290 | EA | 154.5 | 53514331726 | 5.5 | LB
152532 | Cover & Cord/Man Run/"810/815"R/14-5 | EA | 353.5 | 53514337155 | 13.1 | LB
152533 | Cordage Term&Seal/20'/14-5/Man Run/PC Grinder | EA | 184.5 | 53514337162 | 3.6 | LB
152558 | Cover & Cord/Man Run/"7020/7021"/20'/14-5 | EA | 356.5 | 53514337209 | 13.1 | LB
152607 | Seal,Drain Pump-Molded "104/105/106/110/115/120/131/132" | EA | 15.5 | 53514339067 | 0.15 | LB
152611 | Hardware Pak,DP Basin/Hardware and Seal | EA | 36.5 | 53514339210 | 1 | LB
152750 | Rebuild Kit,RE/PC Grinder/"810/815"/(3/13-Current) | EA | 276 | 53514340520 | 3.2 | LB
152751 | Rebuild Kit, RE/PC Grinder/"7020/7021"/(3/13-Current) | EA | 295.5 | 53514340537 | 3.2 | LB
153027 | Cover & Cord 20'/220V/1Ph/18-3 SOW/WO Plug/NA | EA | 232 | 53514348519 | 12 | LB
153028 | Cord Term&Seal 20'/16-3 SOW/NA/WO Plug | EA | 63 | 53514348526 | 1.1 | LB
153029 | Case Switch & Cord 20'/220V/1Ph/18-3 SOW/282/Auto/WO Plug | EA | 277.5 | 53514348540 | 13 | LB
153030 | Cord Term&Seal 20'/220V/1Ph/16-3 SOW/Auto/WO Plug | EA | 54.5 | 53514348533 | 1.2 | LB
153122 | Cord Term&Seal 20'/H07RN-F4G1.5/Brass Gland | EA | 123 | 53514352226 | 5 | LB
153123 | Cord Term&Seal 20'/H07RN-F5G1/Brass Gland | EA | 321.5 | 53514352233 | 2.6 | LB
153124 | Rotor & Brg Asm 1Ph/2Hp/191/(06/95-05/08) | EA | 147.5 | 53514352387 | 5 | LB
153125 | Housing, Mtr-&Str 380V/3Ph/840 | EA | 860.5 | 53514352394 | 47 | LB
153203 | Disc, Cutter/SS/Round Holes/Grinder | EA | 146 | 53514352738 | 1.35 | LB
153205 | Screw, .25-20 X .875" Sh Cap SS | EA | 0.5 | 53514352752 | 0.01 | LB
153216 | Cord Term&Seal 20'/H07RN-F4G1.5/3Ph | EA | 117 | 53514353100 | 5 | LB
153254 | Impeller-Mach "840/7011"/DI | EA | 127 | 53514355647 | 4.425 | LB
153743 | Case & Switch Asm-Auto/115V/"M803/805/807" | EA | 247 | 53514368593 | 2.5 | LB
153744 | Cover & Handle Asm-Nonauto/115V/"N803/805/807" | EA | 207.5 | 53514368609 | 5 | LB
153745 | Cord Term&Seal 115V/15'/16-3 SJOW/Auto&Non-Auto "803/805/807" | EA | 46 | 53514368616 | 1.5 | LB
153746 | Cord Term&Seal 230V/15'/16-3 SJOW/Auto&Non-Auto "803/805/807" | EA | 51 | 53514368623 | 1.7 | LB
153747 | Seal,Cord-Asm & Strain relief "803/805/807" | EA | 3 | 53514368630 | 0.03 | LB
153748 | Float Asm "803/805/807" | EA | 34.5 | 53514368708 | 1 | LB
153750 | Capacitor,Start-Asm "803/805/807" | EA | 29.5 | 53514368722 | 0.1 | LB
153751 | Relay,Starting-Asm "803/805/807" | EA | 56 | 53514368739 | 0.1 | LB
153752 | Wire Pkg "803/805/807" | EA | 17 | 53514368746 | 0.05 | LB
153753 | Housing,Mtr & Str/115V/1Ph "803" | EA | 376.5 | 53514368760 | 8.19 | LB
153754 | Housing,Mtr & Str/115V/1Ph "805" | EA | 376.5 | 53514368777 | 8.19 | LB
153755 | Housing,Mtr & Str/115V/1Ph "807" | EA | 376.5 | 53514368784 | 8.19 | LB
153756 | Housing,Mtr & Str/230V/1Ph "803" | EA | 380.5 | 53514368791 | 0
153757 | Housing,Mtr & Str/230V/1Ph "805" | EA | 380.5 | 53514368807 | 0
153758 | Housing,Mtr & Str/230V/1Ph "807" | EA | 380.5 | 53514368814 | 0
153759 | Rotor Asm 115V/230V/1Ph "803/805/807" | EA | 70 | 53514368821 | 4.41 | LB
153760 | Impeller Asm "803" | EA | 58 | 53514368838 | 0.2 | LB
153761 | Impeller Asm "805" | EA | 58 | 53514368845 | 0.2 | LB
153762 | Impeller Asm "807" | EA | 58.5 | 53514368852 | 0.2 | LB
153763 | Kit,Cutter "803/805/807" | EA | 211 | 53514368869 | 1.5 | LB
153764 | Oil,Dielectric (40 Oz) | EA | 53.5 | 53514368876 | 2.75 | LB
153765 | Rebuild Kit "803/805/807" | EA | 162 | 53514368890 | 5.1 | LB
153860 | Case Handle, Arm/SP "63" | EA | 130.5 | 53514377427 | 2 | LB
153861 | Seal,Cord-Asm/SP "63" | EA | 2.5 | 53514377441 | 1 | LB
153862 | Cord Term&Seal 115V/ 10'/18-3 SJOW/15A Lighted Plug/Auto/SP "63" | EA | 37 | 53514389185 | 1 | LB
153865 | Rebuild Kit "63"(01/15 Thru Current) | EA | 81 | 53514379728 | 4 | LB
153997 | Impeller CI "292"/SP | EA | 56.5 | 53514383619 | 1.2 | LB
153998 | Impeller Asm 3Ph CI "292"/SP | EA | 73.5 | 53514383633 | 1.2 | LB
153999 | Impeller CI "293"/SP | EA | 214 | 53514383657 | 1.6 | LB
154000 | Impeller Asm 3Ph CI "293"/SP | EA | 218.5 | 53514383671 | 1.6 | LB
154001 | Impeller CI "294"/SP | EA | 85 | 53514383695 | 1.9 | LB
154002 | Impeller Asm 3Ph CI "294"/SP | EA | 89.5 | 53514383718 | 1.9 | LB
154003 | Impeller CI "295"/SP | EA | 110 | 53514383732 | 2.5 | LB
154004 | Impeller Asm 3Ph CI "295"/SP | EA | 114.5 | 53514383756 | 2.5 | LB
154006 | Impeller Br "295"/SP (6/16-Current) | EA | 241 | 53514383770 | 3.1 | LB
154007 | Impeller Asm 3Ph Br "295"/SP (6/16-Current) | EA | 245.5 | 53514383794 | 0
154018 | A-Pak Proprietary/Power Supply/5V/0.5A/cULus | EA | 33 | 53514383602 | 0 | LB
154033 | Switch,Vertical Reed/Compact/APak-Standard/Service Part | EA | 55.5 | 53514383589 | 1.81 | LB
154088 | Housing,Pump-Mach "818-820/7008-7010" | EA | 234.5 | 53514393151 | 12.3 | LB
154089 | Housing,Pump-Mach "841/7013" | EA | 232.5 | 53514423988 | 12.3 | LB
154432 | Rebuild Kit "95"(01/17 Thru Current) | EA | 90.5 | 53514399597 | 4 | LB
217012 | Housing,Pump-Mach | EA | 152.5 | 53514016517 | 18.5 | LB
217043 | Cord Term&Seal 230V/10'/16-3 SOW-A | EA | 47 | 53514016630 | 1.1 | LB
217049 | Cord Term&Seal 115V/10'/16-3 SJOW-A | EA | 38 | 53514016678 | 1.1 | LB
217060 | Bearing,Thrust-Asm/2" Thk Races | EA | 13.5 | 53514016692 | 1 | LB
217069 | Handle, "160/180/280/290" | EA | 3 | 53514016739 | 0.115 | LB
217075 | Rod Asm,Flt | EA | 16.5 | 53514016777 | 0.1 | LB
217080 | Float | EA | 7 | 53514016814 | 0.5 | LB
217094 | Dielectric Paper | EA | 4 | 53514016913 | 0.01 | LB
217102 | Stator 115V/1Ph/.5Hp G5 | EA | 226 | 53514016920 | 40 | LB
217103 | Rotor 115/230V/1Ph/.5Hp G5 | EA | 56.5 | 53514016937 | 40 | LB
227011 | Impeller "227,287" | EA | 32 | 53514017095 | 3 | LB
227052 | Cord Term&Seal 115V/10'/16-3 SOW-A | EA | 47 | 53514017118 | 1.8 | LB
227103 | Rotor 115/230V/1Ph/3/4Hp G5 | EA | 65.5 | 53514017170 | 40 | LB
227105 | Stator 230V/1Ph/3/4Hp G5 | EA | 275 | 53514017187 | 40 | LB
237102 | Stator 230V/1Ph/1Hp G5 | EA | 332.5 | 53514017231 | 40 | LB
237103 | Rotor 230V/1Ph/1Hp G5 | EA | 79 | 53514017248 | 40 | LB
267005 | Rotor Asm 115/230V/1Ph GE | EA | 38 | 53514017910 | 2.8 | LB
267006 | Seal,Mtr Hsg | EA | 3.5 | 53514017927 | 0.01 | LB
267007 | Gasket,Case/Cover "130/260" | EA | 5 | 53514017934 | 0.01 | LB
267008 | Guard, "130/260" | EA | 7 | 53514017941 | 0.405 | LB
267014 | Wire Pkg (2)Wires | EA | 5 | 53514017958 | 0.01 | LB
267027 | Seal Asm,Shaft-Blister Pak | EA | 21 | 53514018009 | 0.02 | LB
267032 | Handle, "130/260" | EA | 3.5 | 53514018016 | 0.15 | LB
267033 | Cord Term&Seal 115V/10'/16-3 SJOW-A | EA | 38 | 53514018023 | 1.1 | LB
267034 | Cord Term&Seal 230V/10'/16-3 SOW-A/Auto/1Ph | EA | 47 | 53514018030 | 1.1 | LB
267051 | Cover & Handle Asm/Nonauto | EA | 48.5 | 53514018047 | 5 | LB
267052 | Cover & Gasket/Na | EA | 36 | 53514018054 | 4.4 | LB
267053 | Retainer,Hdl-Na "130/140/260/270" | EA | 4.5 | 53514018061 | 0.05 | LB
267056 | Oil,Dielectric (25 Oz) | EA | 29.5 | 53514018078 | 1.53 | LB
267058 | Wire Pkg(3)Wires | EA | 9.5 | 53514018085 | 0.01 | LB
Effective: Janaury 1st, 2021
Supersedes: January 1st, 2020